## About
ICpUEfEBE Incremental Cost per Unit Energy for Electrified Building Equipment
Sources: | Cost of technologies except commerial heat pumps | Commercial heating and water heating heat pump costs
| EIA | NREL
| 2018 | 2018
| Updated Buildings Sector Appliance and Equipment Costs and Efficiencies | Electrification Futures Study Technology Report Figure Data
| https://www.eia.gov/analysis/studies/buildings/equipcosts/pdf/full.pdf | https://data.nrel.gov/system/files/93/EFS_70485_figure_data.xlsx
| p. 9, 12, 29, 46, 51, 54, 58, 90, 92, 120, 123 | Tables 22 and 23
| Residential building equipment stock and average annual energy consumption | Commercial building equipment load factors
| EIA | NREL
| 2020 | 2018
| AEO 2020 | Electrification Futures Study: End-Use Electric Technology Cost and Performance Projections through 2050
| https://www.eia.gov/outlooks/aeo/ | https://www.nrel.gov/docs/fy18osti/70485.pdf
| Tables 4 and 21 | P.90
Notes:
All policy-driven electrification in the EPS is assumed to rely on heat pumps,
not electric resistance heating
Methodology:
For residential buildings, we calculate the average energy used by equipment
of different types, which allows us to find a $/BTU value. We then estimate
the cost of switching to heat pump equipment based on the data from EIA
and annual energy consumption.
For commercial buildings, we lack data on annual energy use, but the NREL
report provides data on annual heating and water heating utilization rates
and the costs are normalized to $/(kBTU/hr) input, so we standardize the costs
from EIA and then estimate the cost per BTU shifted using the annual load factors.
Data in this variable are reported in $/(BTU/yr) of fuel burned by the equipment
that would have been purchased in the absence of the fuel shifting policy (e.g.
a natural gas appliance, an oil appliance, etc.), not $/(BTU/yr) of electricity used by
the electrified appliance that is purchased instead. Electricity is used more efficiently
than thermal fuels, and this adjustment is made within Vensim.
For residential heating equipment, we have data for natural gas, oil, and biomass.
Other liquids are assumed to have the same costs as petroleum. Propane and coal are
assigned to natural gas.
For residential and commercial appliances, we use data for water heaters for
natural gas and oil water heaters following the mapping above. All appliance
energy shifting assumes the costs of water heating shifting, which is the dominant
energy consumer among all the appliance equipment.
Other equipment also uses the appliance values.
For commercial heating, we only have data for natural gas and oil, and assign
other fuels based on the above mapping, with biomass mapped to petroleum.
2017 to 2012 USD
0.93666
2016 to 2012 USD
0.95661

## EIA Costs
Residential Gas Fired Furnaces
DATA | 2009 | 2015 | 2017 |  |  |  | 2020 |  | 2030 |  | 2040 |  | 2050
| Installed Base | Installed Base | Current Standard | Typical | ENERGY STAR (South) | High | Typical | High | Typical | High | Typical | High | Typical | High
Typical Input Capacity (kBtu/h) | 80 | 80 | 80 | 80 | 80 | 80 | 80 | 80 | 80 | 80 | 80 | 80 | 80 | 80
AFUE (%) | 80 | 80 | 80 | 80 | 90 | 99 | 80 | 99 | 80 | 99 | 80 | 99 | 80 | 99
Electric Consumption (kWh/yr)* | 548 | 522 | 470 | 470 | 408 | 418 | 329 | 334 | 329 | 334 | 329 | 334 | 329 | 334
Average Life (yrs)** | 16 | 16 | 16 | 16 | 16 | 16 | 16 | 16 | 16 | 16 | 16 | 16 | 16 | 16
| 27 | 27 | 27 | 27 | 27 | 27 | 27 | 27 | 27 | 27 | 27 | 27 | 27 | 27
Retail Equipment Cost (2017$) | 840 | 860 | 890 | 890 | 1150 | 1620 | 1080 | 1620 | 1080 | 1620 | 1080 | 1620 | 1080 | 1620
Total Installed Cost (2017$) | 2000 | 2020 | 2050 | 2050 | 2560 | 3040 | 2240 | 3040 | 2240 | 3040 | 2240 | 3040 | 2240 | 3040
Annual Maintenance Cost (2017$) | 40 | 40 | 40 | 40 | 40 | 40 | 40 | 40 | 40 | 40 | 40 | 40 | 40 | 40
Residential Oil Fired Furnaces
DATA | 2009 | 2015 | 2017 |  |  |  | 2020 |  | 2030 |  | 2040 |  | 2050
| Installed Base | Installed Base | Current Standard | Typical | ENERGY STAR | High | Typical | High Typical |  | High | Typical | High | Typical | High
Typical Input Capacity (kBtu/h) | 105 | 105 | 105 | 105 | 105 | 105 | 105 | 105 | 105 | 105 | 105 | 105 | 105 | 105
AFUE (%) | 80 | 83 | 83 | 83 | 85 | 97 | 83 | 97 | 84 | 97 | 84 | 97 | 84 | 97
Electric Consumption (kWh/yr)* | 490 | 477 | 477 | 477 | 466 | 410 | 477 | 410 | 472 | 410 | 472 | 410 | 472 | 410
Average Life (yrs)** | 20 | 20 | 20 | 20 | 20 | 20 | 20 | 20 | 20 | 20 | 20 | 20 | 20 | 20
| 33 | 33 | 33 | 33 | 33 | 33 | 33 | 33 | 33 | 33 | 33 | 33 | 33 | 33
Retail Equipment Cost (2017$) | 2150 | 2200 | 2200 | 2200 | 2250 | 2700 | 2200 | 2700 | 2250 | 2700 | 2250 | 2700 | 2250 | 2700
| 2350 | 2900 | 2900 | 2900 | 2950 | 3450 | 2900 | 3450 | 2950 | 3450 | 2950 | 3450 | 2950 | 3450
Total Installed Cost (2017$) | 2700 | 2750 | 2750 | 2750 | 2950 | 4350 | 2750 | 4350 | 2750 | 4350 | 2750 | 4350 | 2750 | 4350
| 3400 | 5500 | 5500 | 5500 | 5750 | 8550 | 5500 | 8550 | 5700 | 8550 | 5700 | 8550 | 5700 | 8550
Annual Maintenance Cost (2017$) | 70 | 70 | 70 | 70 | 70 | 200 | 70 | 200 | 70 | 200 | 70 | 200 | 70 | 200
Residential Wood Pellet Stoves
DATA | 2009 | 2015 | 2017 |  | 2020 |  | 2030 |  | 2040 |  | 2050
| Installed Base | Installed Base | Typical | High | Typical | High | Typical | High | Typical | High | Typical | High
Typical Capacity (kBtu/h) | 50 | 50 | 50 | 50 | 50 | 50 | 50 | 50 | 50 | 50 | 50 | 50
Efficiency (HHV) | 65 | 70 | 76 | 87 | 76 | 87 | 77 | 87 | 78 | 88 | 79 | 89
Annual Electricity Consumption (kWh) | 600 | 600 | 600 | 600 | 600 | 600 | 600 | 600 | 600 | 600 | 600 | 600
Average Life (yrs) | 12 | 12 | 12 | 12 | 12 | 12 | 12 | 12 | 12 | 12 | 12 | 12
| 25 | 25 | 25 | 25 | 25 | 25 | 25 | 25 | 25 | 25 | 25 | 25
Retail Equipment Cost (2017$) | 3300 | 3300 | 3300 | 4000 | 3300 | 4000 | 3400 | 4000 | 3500 | 4100 | 3600 | 4200
Total Installed Cost (2017$) | 4700 | 4700 | 4700 | 5400 | 4700 | 5400 | 4800 | 5400 | 4900 | 5500 | 5000 | 5600
Annual Maintenance Cost (2017$) | 260 | 260 | 260 | 260 | 260 | 260 | 260 | 260 | 260 | 260 | 260 | 260
Residential Air Source Heat Pumps
DATA | 2009 | 2015 | 2017 |  |  |  | 2020 |  | 2030** |  | 2040 |  | 2050
| Installed Base | Installed Base | Current Standard | Typical | ENERGY STAR | High | Typical | High | Typical | High | Typical | High | Typical | High
Typical Capacity (kBtu/h) | 36 | 36 | 36 | 36 | 36 | 36 | 36 | 36 | 36 | 36 | 36 | 36 | 36 | 36
SEER (Cooling)* | 12 | 13.1 | 14 | 15.3 | 15 | 19 | 15.3 | 19 | 15.8 | 19 | 15.8 | 19 | 15.8 | 19
HSPF (Heating)* | 7 .0 | 7.9 | 8.2 | 8.6 | 8.5 | 9 | 8.6 | 9 | 8.8 | 9 | 8.8 | 9 | 8.8 | 9
Average Life (yrs) | 9 | 9 | 9 | 9 | 9 | 9 | 9 | 9 | 9 | 9 | 9 | 9 | 9 | 9
| 22 | 22 | 22 | 22 | 22 | 22 | 22 | 22 | 22 | 22 | 22 | 22 | 22 | 22
Retail Equipment Cost (2017$)* | 2550 | 2800 | 3350 | 3600 | 3500 | 4550 | 3600 | 4550 | 3700 | 4550 | 3700 | 4550 | 3700 | 4550
Total Installed Cost (2017$)* | 3000 | 3250 | 4850 | 5100 | 4950 | 6100 | 5100 | 6100 | 5150 | 6100 | 5150 | 6100 | 5150 | 6100
Annual Maintenance Cost (2017$) | 20 | 20 | 20 | 20 | 20 | 20 | 20 | 20 | 20 | 20 | 20 | 20 | 20 | 20
| 125 | 125 | 125 | 125 | 125 | 125 | 125 | 125 | 125 | 125 | 125 | 125 | 125 | 125
Residential Gas Water Heater
| 2009 | 2015 | 2017 |  |  |  | 2020 |  | 2030 |  | 2040 |  | 2050
| Installed Base | Installed Base | Current Standard | Typical | ENERGY STAR | High | Typical | High | Typical | High | Typical | High | Typical | High
Typical Capacity (gal) | 40 | 40 | 40 | 40 | 40 | 40 | 40 | 40 | 40 | 40 | 40 | 40 | 40 | 40
Uniform Energy Factor (UEF)* | 0.58 | 0.58 | 0.61 | 0.63 | 0.66 | 0.81 | 0.63 | 0.81 | 0.63 | 0.81 | 0.63 | 0.81 | 0.63 | 0.81
Average Life (yrs) | 6 | 6 | 6 | 6 | 6 | 6 | 6 | 6 | 6 | 6 | 6 | 6 | 6 | 6
| 20 | 20 | 20 | 20 | 20 | 20 | 20 | 20 | 20 | 20 | 20 | 20 | 20 | 20
Retail Equipment Cost (2017$) | 500 | 500 | 700 | 750 | 800 | 1850 | 750 | 1850 | 750 | 1850 | 750 | 1850 | 750 | 1850
| 550 | 550 | 1000 | 1200 | 1350 | 2100 | 1200 | 2100 | 1200 | 2100 | 1200 | 2100 | 1200 | 2100
Total Installed Cost (2017$)** | 1050 | 1050 | 1350 | 1400 | 1500 | 2450 | 1400 | 2450 | 1400 | 2450 | 1400 | 2450 | 1400 | 2450
| 1050 | 1050 | 2300 | 2450 | 2550 | 3700 | 2450 | 3700 | 2450 | 3700 | 2450 | 3700 | 2450 | 3700
Annual Maintenance Cost (2017$)*** | - | - | - | - | - | - | - | - | - | - | - | - | - | -
Residential Oil Water Heater
DATA | 2009 | 2015 |  | 2017 |  | 2020 |  | 2030 |  | 2040 |  | 2050
| Installed Base | 5225 | Current Standard | Typical | High | Typical | High | Typical | High | Typical | High | Typical | High
Typical Capacity (gal) | 30 | 32 | 32 | 32 | 32 | 32 | 32 | 32 | 32 | 32 | 32 | 32 | 32
Uniform Energy Factor (UEF)* | 0.51 | 0.51 | 0.64 | 0.67 | 0.69 | 0.67 | 0.69 | 0.67 | 0.69 | 0.67 | 0.69 | 0.67 | 0.69
Average Life (yrs) | 6 | 6 | 6 | 6 | 6 | 6 | 6 | 6 | 6 | 6 | 6 | 6 | 6
| 20 | 20 | 20 | 20 | 20 | 20 | 20 | 20 | 20 | 20 | 20 | 20 | 20
Retail Equipment Cost (2017$) | 1350 | 1350 | 1500 | 1600 | 1600 | 1600 | 1600 | 1600 | 1600 | 1600 | 1600 | 1600 | 1600
| 1450 | 1450 | 1900 | 2050 | 2050 | 2050 | 2050 | 2050 | 2050 | 2050 | 2050 | 2050 | 2050
Total Installed Cost (2017$) | 2000 | 2000 | 2100 | 2250 | 2200 | 2250 | 2200 | 2250 | 2200 | 2250 | 2200 | 2250 | 2200
| 2100 | 2100 | 2700 | 2850 | 2850 | 2850 | 2850 | 2850 | 2850 | 2850 | 2850 | 2850 | 2850
Annual Maintenance Cost (2017$) | 180 | 180 | 180 | 180 | 180 | 180 | 180 | 180 | 180 | 180 | 180 | 180 | 180
Residential Heat Pump Water Heater
DATA | 2009 | 2015 |  | 2017 |  | 2020 |  | 2030 |  | 2040 |  | 2050
| Installed Base | Installed Base | Typical | ENERGY STAR | High | Typical | High | Typical | High | Typical | High | Typical | High
Typical Capacity (gal) | 50 | 50 | 50 | 50 | 50 | 50 | 50 | 50 | 50 | 50 | 50 | 50 | 50
Uniform Energy Factor (UEF)* | 2.05 | 2.05 | 3.28 | 2 | 3.55 | 3.28 | 3.55 | 3.28 | 3.55 | 3.28 | 3.55 | 3.28 | 3.55
Average Life (yrs) | 6 | 6 | 6 | 6 | 6 | 6 | 6 | 6 | 6 | 6 | 6 | 6 | 6
| 20 | 20 | 20 | 20 | 20 | 20 | 20 | 20 | 20 | 20 | 20 | 20 | 20
Retail Equipment Cost (2017$) | 1550 | 1100 | 1200 | 1050 | 1200 | 1200 | 1200 | 1200 | 1200 | 1200 | 1200 | 1200 | 1200
| 1900 | 1400 | 1500 | 1350 | 2300 | 1500 | 2300 | 1500 | 2300 | 1500 | 2300 | 1500 | 2300
Total Installed Cost (2017$) | 1700 | 1450 | 1600 | 1400 | 1600 | 1600 | 1600 | 1600 | 1600 | 1600 | 1600 | 1600 | 1600
| 2450 | 2500 | 2550 | 2400 | 3350 | 2550 | 3350 | 2550 | 3350 | 2550 | 3350 | 2550 | 3350
Annual Maintenance Cost (2017$) | 20 | 20 | 20 | 20 | 20 | 20 | 20 | 20 | 20 | 20 | 20 | 20 | 20
Commercial Gas Furnace
DATA | 2012 |  | 2017 |  | 2020 |  | 2030 |  | 2040 |  | 2050
| Installed Base | Current Standard | Typical | High | Typical | High | Typical | High | Typical | High | Typical | High
Typical Input Capacity (kBtu/h) | 400 | 400 | 400 | 400 | 400 | 400 | 400 | 400 | 400 | 400 | 400 | 400
Thermal Efficiency (%)* | 80 | 80 | 80 | 95 | 80 | 95 | 81 | 95 | 81 | 95 | 81 | 95
Average Life (yrs) | 23 | 23 | 23 | 23 | 23 | 23 | 23 | 23 | 23 | 23 | 23 | 23
Retail Equipment Cost (2017$) | 1050 | 1050 | 1050 | 2450 | 1050 | 2450 | 1050 | 2450 | 1050 | 2450 | 1050 | 2450
Total Installed Cost (2017$) | 2150 | 2150 | 2150 | 3950 | 2150 | 3950 | 2200 | 3950 | 2200 | 3950 | 2200 | 3950
Annual Maintenance Cost (2017$)** | 170 | 170 | 170 | 180 | 170 | 180 | 170 | 180 | 170 | 180 | 170 | 180
Commercial Oil Furnace
DATA | 2012 | 2017 |  |  | 2020 | 2030** | 2040 | 2050
| Installed Base | Current Standard | Typical | High | Typical | Typical | Typical | Typical
Typical Input Capacity (kBtu/h) | 400 | 400 | 400 | 400 | 400 | 400 | 400 | 400
Thermal Efficiency (%)* | 81 | 81 | 82 | 85 | 82 | 82 | 82 | 82
Average Life (yrs) | 23 | 23 | 23 | 23 | 23 | 23 | 23 | 23
Retail Equipment Cost (2017$) | 4650 | 4650 | 4700 | 5050 | 4700 | 4700 | 4700 | 4700
Total Installed Cost (2017$) | 6550 | 6550 | 6600 | 6750 | 6600 | 6600 | 6600 | 6600
Annual Maintenance Cost (2017$)** | 300 | 300 | 300 | 300 | 300 | 300 | 300 | 300
* DOE's efficiency metric for commercial furnaces accounts only for flue losses, not jacket losses.
Commercial Heat Pump
DATA | 2012 | 2017 |  |  |  | 2020*** |  | 2030**** |  | 2040 |  | 2050
| Installed Base | Current Standard | Typical | ENERGY STAR** | High | Typical | High | Typical | High | Typical | High | Typical | High
Typical Capacity (kBtu/h) | 90 | 90 | 90 | 90 | 90 | 90 | 90 | 90 | 90 | 90 | 90 | 90 | 90
Efficiency (EER)* | 10.2 | 11 | 11.2 | 11.3 | 13.1 | 11.2 | 13.1 | 11.7 | 13.1 | 11.7 | 13.1 | 11.7 | 13.1
Part Load Efficiency (IEER) | 12 | - | 11.3 | 11.4 | 20.3 | 12.4 | 20.3 | 14.4 | 20.3 | 14.4 | 20.3 | 14.4 | 20.3
COP (Heating) | 3.3 | 3.3 | 3.3 | 3.4 | 3.7 | 3.3 | 3.7 | 3.4 | 3.7 | 3.4 | 3.7 | 3.4 | 3.7
Average Life (yrs) | 21 | 21 | 21 | 21 | 21 | 21 | 21 | 21 | 21 | 21 | 21 | 21 | 21
Retail Equipment Cost (2017$) | 6050 | 6050 | 6050 | 6250 | 11000 | 7750 | 11000 | 8750 | 11000 | 8750 | 11000 | 8750 | 11000
Total Installed Cost (2017$) | 7550 | 7550 | 7550 | 7750 | 16050 | 11150 | 16050 | 12750 | 16050 | 12750 | 16050 | 12750 | 16050
Annual Maintenance Cost (2017$) | 310 | 310 | 310 | 310 | 310 | 310 | 310 | 310 | 310 | 310 | 310 | 310 | 310
Commercial Gas Water Heater
DATA | 2012 |  | 2017 |  |  | 2020 |  | 2030 |  | 2040 |  | 2050
| Installed Base | Current Standard | Typical | ENERGY STAR | High | Typical | High | Typical | High | Typical | High | Typical | High
Typical Storage Capacity (gal) | 100 | 100 | 100 | 100 | 100 | 100 | 100 | 100 | 100 | 100 | 100 | 100 | 100
Typical Input Capacity (kBtu/h) | 199 | 199 | 199 | 199 | 199 | 199 | 199 | 199 | 199 | 199 | 199 | 199 | 199
Thermal Efficiency (%) | 81 | 80 | 82 | 94 | 99 | 82 | 99 | 82 | 99 | 82 | 99 | 82 | 99
Average Life (yrs) | 13 | 10 | 10 | 10 | 10 | 10 | 10 | 10 | 10 | 10 | 10 | 10 | 10
Retail Equipment Cost (2017$)** | 3400 | 3300 | 3450 | 3950 | 4050 | 3450 | 4050 | 3450 | 4050 | 3450 | 4050 | 3450 | 4050
| 4200 | 4100 | 4300 | 4850 | 4950 | 4300 | 4950 | 4300 | 4950 | 4300 | 4950 | 4300 | 4950
Total Installed Cost (2017$)** | 4200 | 4150 | 4300 | 5450 | 5550 | 4300 | 5550 | 4300 | 5550 | 4300 | 5550 | 4300 | 5550
| 6050 | 5950 | 6150 | 6500 | 6600 | 6150 | 6600 | 6150 | 6600 | 6150 | 6600 | 6150 | 6600
Annual Maintenance Cost (2017$) | 270 | 270 | 270 | 270 | 270 | 270 | 270 | 270 | 270 | 270 | 270 | 270 | 270
Commercial Oil Water Heater
DATA | 2012 | 2017 |  |  | 2020 |  | 2030 |  | 2040 |  | 2050
| Installed Base | Current Standard | Typical | High | Typical | High | Typical | High | Typical | High | Typical | High
Typical Storage Capacity (gal) | 70 | 85 | 85 | 85 | 85 | 85 | 85 | 85 | 85 | 85 | 85 | 85
Typical Input Capacity (kBtu/h) | 300 | 300 | 300 | 300 | 300 | 300 | 300 | 300 | 300 | 300 | 300 | 300
Thermal Efficiency (%) | 79 | 80 | 81 | 82 | 81 | 82 | 81 | 82 | 81 | 82 | 81 | 82
Average Life (yrs) | 13 | 13 | 13 | 13 | 13 | 13 | 13 | 13 | 13 | 13 | 13 | 13
Retail Equipment Cost (2017$) | 4650 | 4650 | 4650 | 4650 | 4650 | 4650 | 4650 | 4650 | 4650 | 4650 | 4650 | 4650
Total Installed Cost (2017$) | 5200 | 5200 | 5200 | 5200 | 5200 | 5200 | 5200 | 5200 | 5200 | 5200 | 5200 | 5200
Annual Maintenance Cost (2017$) | 168 | 168 | 168 | 168 | 168 | 168 | 168 | 168 | 168 | 168 | 168 | 168

## EIA AEO Table 4
| ref2020.d112119a | 2019 | 2020 | 2021 | 2022 | 2023 | 2024 | 2025 | 2026 | 2027 | 2028 | 2029 | 2030 | 2031 | 2032 | 2033 | 2034 | 2035 | 2036 | 2037 | 2038 | 2039 | 2040 | 2041 | 2042 | 2043 | 2044 | 2045 | 2046 | 2047 | 2048 | 2049 | 2050
|  | Report | Annual Energy Outlook 2020
|  | Scenario | ref2020 |  |  | Reference case
|  | Datekey | d112119a
|  | Release Date |  | January 2020
RKI000 | 4. Residential Sector Key Indicators and Consumption
(quadrillion Btu, unless otherwise noted)
2019-
| Key Indicators and Consumption | 2019 | 2020 | 2021 | 2022 | 2023 | 2024 | 2025 | 2026 | 2027 | 2028 | 2029 | 2030 | 2031 | 2032 | 2033 | 2034 | 2035 | 2036 | 2037 | 2038 | 2039 | 2040 | 2041 | 2042 | 2043 | 2044 | 2045 | 2046 | 2047 | 2048 | 2049 | 2050 | 2050
Key Indicators
Households (millions)
RKI000:ba_Single-Family | Single-Family | 83.2582 | 83.9127 | 84.6012 | 85.3067 | 86.0021 | 86.6893 | 87.3805 | 88.0528 | 88.7 | 89.3363 | 89.9658 | 90.6062 | 91.2678 | 91.9074 | 92.5509 | 93.2035 | 93.8717 | 94.5311 | 95.1789 | 95.8166 | 96.4363 | 97.0555 | 97.674 | 98.2856 | 98.9023 | 99.535 | 100.1843 | 100.8454 | 101.5095 | 102.1687 | 102.825 | 103.4769 | 0.7038%
RKI000:ba_Multifamily | Multifamily | 31.3985 | 31.6112 | 31.8372 | 32.0696 | 32.2975 | 32.5221 | 32.7478 | 32.9658 | 33.1731 | 33.3756 | 33.5752 | 33.7783 | 33.99 | 34.193 | 34.382 | 34.5644 | 34.741 | 34.9125 | 35.0822 | 35.2527 | 35.4231 | 35.5939 | 35.7638 | 35.9325 | 36.1017 | 36.2723 | 36.4442 | 36.6165 | 36.7921 | 36.9693 | 37.1462 | 37.3221 | 0.5591%
RKI000:ba_MobileHomes | Mobile Homes | 6.2615 | 6.1543 | 6.0527 | 5.9498 | 5.8506 | 5.7556 | 5.6643 | 5.578 | 5.4949 | 5.4197 | 5.3491 | 5.2847 | 5.2288 | 5.1798 | 5.1336 | 5.0881 | 5.0413 | 4.9888 | 4.9316 | 4.8689 | 4.8042 | 4.74 | 4.6793 | 4.6251 | 4.5755 | 4.5312 | 4.4913 | 4.4564 | 4.4244 | 4.3927 | 4.3598 | 4.3249 | -1.187%
RKI000:ba_Total | Total | 120.9183 | 121.6783 | 122.4911 | 123.3261 | 124.1502 | 124.9669 | 125.7927 | 126.5965 | 127.3681 | 128.1315 | 128.8901 | 129.6692 | 130.4867 | 131.2802 | 132.0665 | 132.856 | 133.654 | 134.4325 | 135.1927 | 135.9382 | 136.6636 | 137.3894 | 138.1172 | 138.8432 | 139.5795 | 140.3385 | 141.1197 | 141.9183 | 142.7261 | 143.5307 | 144.331 | 145.1239 | 0.5904%
RKI000:ca_AverageHouseS | Average House Square Footage | 1786.4723 | 1793.645 | 1800.7163 | 1807.7284 | 1814.6718 | 1821.5447 | 1828.3442 | 1835.082 | 1841.7693 | 1848.3781 | 1854.9265 | 1861.4023 | 1867.787 | 1874.11 | 1880.4951 | 1886.9163 | 1893.397 | 1899.8894 | 1906.3538 | 1912.7828 | 1919.1412 | 1925.464 | 1931.748 | 1937.9634 | 1944.1405 | 1950.306 | 1956.4691 | 1962.6177 | 1968.7159 | 1974.7667 | 1980.7953 | 1986.8093 | 0.3435%
Energy Intensity
(million Btu per household)
RKI000:da_DeliveredEner | Delivered Energy Consumption | 95.6971 | 92.9803 | 92.1216 | 91.2084 | 90.2321 | 89.2988 | 88.3203 | 87.4138 | 86.5828 | 85.874 | 85.2956 | 84.6432 | 84.0801 | 83.6015 | 83.1518 | 82.7379 | 82.3854 | 82.0914 | 81.8153 | 81.5443 | 81.2905 | 81.0506 | 80.8299 | 80.6285 | 80.4375 | 80.2455 | 80.0724 | 79.916 | 79.7596 | 79.6161 | 79.4985 | 79.387 | -0.6009%
RKI000:da_TotalEnergyCo | Total Energy Consumption | 173.4277 | 167.8687 | 166.862 | 163.8597 | 160.8256 | 158.5013 | 155.3206 | 152.7423 | 151.2881 | 150.103 | 149.237 | 148.3254 | 147.5052 | 146.7453 | 146.0224 | 145.2632 | 144.7906 | 144.4553 | 144.1238 | 143.7489 | 143.3868 | 143.0495 | 142.8582 | 142.7531 | 142.597 | 142.533 | 142.5234 | 142.5982 | 142.5987 | 142.5559 | 142.5297 | 142.5938 | -0.6295%
(thousand Btu per square foot)
RKI000:ea_DeliveredEner | Delivered Energy Consumption | 53.5677 | 51.8388 | 51.1583 | 50.4547 | 49.7236 | 49.0236 | 48.3062 | 47.6348 | 47.0107 | 46.4591 | 45.9833 | 45.4728 | 45.0159 | 44.6086 | 44.218 | 43.8482 | 43.5119 | 43.2085 | 42.9172 | 42.6313 | 42.3577 | 42.0941 | 41.8429 | 41.6048 | 41.3743 | 41.1451 | 40.927 | 40.7191 | 40.5135 | 40.3167 | 40.1346 | 39.957 | -0.9412%
RKI000:ea_TotalEnergyCo | Total Energy Consumption | 97.0783 | 93.5908 | 92.6642 | 90.644 | 88.6252 | 87.0148 | 84.9515 | 83.2346 | 82.1428 | 81.2079 | 80.4544 | 79.6848 | 78.9732 | 78.3013 | 77.651 | 76.9845 | 76.4713 | 76.0335 | 75.6018 | 75.1517 | 74.714 | 74.2935 | 73.9528 | 73.6614 | 73.347 | 73.0824 | 72.8472 | 72.6571 | 72.4323 | 72.1888 | 71.9558 | 71.7702 | -0.9696%
Delivered Energy Consumption by Fuel
Purchased Electricity
RKI000:fa_SpaceHeating | Space Heating | 0.71246 | 0.69935 | 0.67821 | 0.67223 | 0.66493 | 0.65704 | 0.64855 | 0.63985 | 0.63199 | 0.62504 | 0.61892 | 0.61325 | 0.60794 | 0.60283 | 0.59757 | 0.59213 | 0.58753 | 0.58305 | 0.57861 | 0.57405 | 0.5693 | 0.56488 | 0.56058 | 0.55634 | 0.55227 | 0.54791 | 0.54388 | 0.53988 | 0.53616 | 0.53234 | 0.52908 | 0.52573 | -0.9756%
RKI000:fa_SpaceCooling | Space Cooling | 0.7727 | 0.69437 | 0.80935 | 0.82286 | 0.83161 | 0.83966 | 0.84638 | 0.85309 | 0.861 | 0.87073 | 0.8825 | 0.89538 | 0.90917 | 0.92387 | 0.93836 | 0.95314 | 0.9695 | 0.98705 | 1.0054 | 1.0236 | 1.0417 | 1.0604 | 1.0797 | 1.0995 | 1.119 | 1.1386 | 1.1591 | 1.1807 | 1.2021 | 1.2239 | 1.2465 | 1.2693 | 1.614%
RKI000:fa_WaterHeating | Water Heating | 0.59226 | 0.59603 | 0.59704 | 0.59716 | 0.59638 | 0.59452 | 0.59156 | 0.58801 | 0.5851 | 0.58327 | 0.58232 | 0.58167 | 0.58168 | 0.58211 | 0.58243 | 0.58288 | 0.58415 | 0.58579 | 0.58764 | 0.58925 | 0.59066 | 0.59222 | 0.59376 | 0.5955 | 0.59722 | 0.59896 | 0.60093 | 0.6033 | 0.60577 | 0.60846 | 0.61155 | 0.61482 | 0.1207%
RKI000:fa_Refrigeration | Refrigeration | 0.29492 | 0.29289 | 0.29088 | 0.28879 | 0.28657 | 0.28452 | 0.28271 | 0.28105 | 0.27953 | 0.27823 | 0.27716 | 0.27641 | 0.27607 | 0.27602 | 0.27631 | 0.27697 | 0.27801 | 0.27935 | 0.28096 | 0.28284 | 0.28495 | 0.28734 | 0.29 | 0.29292 | 0.29584 | 0.29877 | 0.30171 | 0.30464 | 0.30753 | 0.31035 | 0.3131 | 0.31576 | 0.2205%
RKI000:fa_Cooking | Cooking | 0.053923 | 0.054093 | 0.054278 | 0.054465 | 0.054643 | 0.054814 | 0.054982 | 0.055136 | 0.055271 | 0.055394 | 0.055493 | 0.055576 | 0.055645 | 0.055674 | 0.055719 | 0.055799 | 0.055916 | 0.056065 | 0.056251 | 0.056424 | 0.056583 | 0.056736 | 0.056882 | 0.057022 | 0.057158 | 0.057296 | 0.057437 | 0.05758 | 0.057725 | 0.057869 | 0.058014 | 0.058162 | 0.2445%
RKI000:fa_ClothesDryers | Clothes Dryers | 0.20835 | 0.21265 | 0.21601 | 0.21882 | 0.22136 | 0.22359 | 0.22556 | 0.22728 | 0.22905 | 0.23124 | 0.23378 | 0.23643 | 0.23925 | 0.24211 | 0.24488 | 0.24778 | 0.25101 | 0.25441 | 0.25776 | 0.2609 | 0.264 | 0.2672 | 0.27036 | 0.27355 | 0.27669 | 0.27979 | 0.28294 | 0.2862 | 0.28944 | 0.29272 | 0.29612 | 0.29957 | 1.178%
RKI000:fa_Freezers | Freezers | 0.06836 | 0.068026 | 0.067717 | 0.067414 | 0.067089 | 0.066741 | 0.066377 | 0.065984 | 0.065563 | 0.065169 | 0.064803 | 0.064477 | 0.064197 | 0.063935 | 0.063707 | 0.063516 | 0.063362 | 0.063237 | 0.063136 | 0.063062 | 0.063011 | 0.062994 | 0.063019 | 0.063083 | 0.063197 | 0.063371 | 0.063606 | 0.063899 | 0.064237 | 0.064572 | 0.064903 | 0.065231 | -0.151%
RKI000:fa_Lighting | Lighting | 0.25605 | 0.2388 | 0.23063 | 0.22553 | 0.22158 | 0.21904 | 0.2171 | 0.21513 | 0.21376 | 0.21294 | 0.21284 | 0.20053 | 0.1917 | 0.18677 | 0.1855 | 0.18506 | 0.18566 | 0.18668 | 0.18784 | 0.18893 | 0.19007 | 0.1882 | 0.18691 | 0.18612 | 0.18572 | 0.18535 | 0.18503 | 0.18479 | 0.18457 | 0.18442 | 0.18439 | 0.18445 | -1.052%
RKI000:fa_ClothesWasher | Clothes Washers 1/ | 0.035947 | 0.036193 | 0.036456 | 0.036725 | 0.036989 | 0.037248 | 0.037507 | 0.037756 | 0.037991 | 0.038225 | 0.038461 | 0.038721 | 0.038995 | 0.039265 | 0.039536 | 0.039813 | 0.040095 | 0.040373 | 0.040646 | 0.040914 | 0.041175 | 0.041436 | 0.041698 | 0.041958 | 0.042221 | 0.042491 | 0.042768 | 0.043051 | 0.043335 | 0.043618 | 0.043899 | 0.044179 | 0.6674%
RKI000:fa_Dishwashers | Dishwashers 1/ | 0.02583 | 0.026223 | 0.026617 | 0.027004 | 0.02738 | 0.027743 | 0.028095 | 0.028427 | 0.028734 | 0.029076 | 0.029453 | 0.02987 | 0.030334 | 0.030831 | 0.031371 | 0.031957 | 0.032543 | 0.033122 | 0.033695 | 0.034261 | 0.03482 | 0.035376 | 0.035931 | 0.036481 | 0.037032 | 0.037586 | 0.038143 | 0.038702 | 0.03926 | 0.039815 | 0.040366 | 0.040913 | 1.495%
RKI000:fa_ColorTelevisi | Televisions and Related Equipment 2/ | 0.20808 | 0.20495 | 0.20144 | 0.19812 | 0.19531 | 0.19306 | 0.19137 | 0.19028 | 0.19003 | 0.1908 | 0.19249 | 0.1948 | 0.19773 | 0.20115 | 0.20487 | 0.20885 | 0.2133 | 0.21799 | 0.22272 | 0.22724 | 0.23158 | 0.23572 | 0.23938 | 0.24256 | 0.24544 | 0.24821 | 0.25096 | 0.25371 | 0.25636 | 0.25898 | 0.26162 | 0.26424 | 0.7737%
RKI000:fa_PersonalCompu | Computers and Related Equipment 3/ | 0.087326 | 0.084899 | 0.082297 | 0.07973 | 0.077314 | 0.07506 | 0.072931 | 0.070951 | 0.069189 | 0.067692 | 0.066408 | 0.065202 | 0.064068 | 0.062961 | 0.061803 | 0.060587 | 0.059362 | 0.058061 | 0.056782 | 0.055481 | 0.05418 | 0.0529 | 0.0516 | 0.050269 | 0.048921 | 0.047536 | 0.046109 | 0.044636 | 0.043079 | 0.041451 | 0.039722 | 0.037878 | -2.659%
RKI000:fa_FurnaceFans | Furnace Fans and Boiler Circulation Pumps | 0.087068 | 0.082975 | 0.081054 | 0.081339 | 0.081552 | 0.081742 | 0.081825 | 0.081792 | 0.081794 | 0.081753 | 0.081711 | 0.081575 | 0.081371 | 0.081004 | 0.080406 | 0.079596 | 0.078668 | 0.077637 | 0.076471 | 0.075205 | 0.073893 | 0.072624 | 0.071431 | 0.070264 | 0.069203 | 0.068248 | 0.067406 | 0.066669 | 0.066038 | 0.065499 | 0.065075 | 0.064745 | -0.951%
RKI000:fa_OtherUses | Other Uses 4/ | 1.4984 | 1.5317 | 1.5544 | 1.5574 | 1.5576 | 1.5594 | 1.5614 | 1.5731 | 1.5855 | 1.6009 | 1.6191 | 1.6379 | 1.6578 | 1.6785 | 1.6982 | 1.7211 | 1.7439 | 1.7674 | 1.7911 | 1.8141 | 1.8377 | 1.863 | 1.8882 | 1.9141 | 1.9408 | 1.9677 | 1.9959 | 2.0254 | 2.055 | 2.0853 | 2.1166 | 2.1484 | 1.169%
RKI000:fa_DeliveredEner | Delivered Energy | 4.9017 | 4.8232 | 4.9264 | 4.9276 | 4.9203 | 4.9142 | 4.9064 | 4.9078 | 4.9145 | 4.9305 | 4.9555 | 4.9718 | 4.996 | 5.027 | 5.0607 | 5.0992 | 5.143 | 5.1902 | 5.239 | 5.2862 | 5.3336 | 5.381 | 5.4294 | 5.4796 | 5.5307 | 5.5818 | 5.6358 | 5.6931 | 5.7506 | 5.8093 | 5.871 | 5.9334 | 0.6181%
Natural Gas
RKI000:ga_SpaceHeating | Space Heating | 3.7959 | 3.6941 | 3.6075 | 3.5935 | 3.5758 | 3.5577 | 3.5351 | 3.5082 | 3.4809 | 3.4548 | 3.4319 | 3.4096 | 3.3909 | 3.3728 | 3.3539 | 3.3349 | 3.3181 | 3.3033 | 3.2878 | 3.273 | 3.258 | 3.2445 | 3.2315 | 3.218 | 3.2049 | 3.1923 | 3.1795 | 3.1666 | 3.1535 | 3.1401 | 3.1268 | 3.1132 | -0.6376%
RKI000:ga_SpaceCooling | Space Cooling | 0.060571 | 0.052994 | 0.059462 | 0.059247 | 0.05891 | 0.05856 | 0.058154 | 0.057737 | 0.057354 | 0.056976 | 0.056651 | 0.056308 | 0.055962 | 0.055627 | 0.055289 | 0.05496 | 0.054711 | 0.054594 | 0.054584 | 0.054608 | 0.054625 | 0.05466 | 0.054706 | 0.054729 | 0.054755 | 0.054764 | 0.054791 | 0.054817 | 0.05483 | 0.054861 | 0.054895 | 0.054915 | -0.3157%
RKI000:ga_WaterHeating | Water Heating | 0.99819 | 1.0007 | 1.0022 | 1.0055 | 1.0095 | 1.0144 | 1.0195 | 1.0243 | 1.0293 | 1.0355 | 1.0432 | 1.05 | 1.0577 | 1.0656 | 1.073 | 1.0799 | 1.0871 | 1.0943 | 1.1005 | 1.1061 | 1.1114 | 1.1167 | 1.1219 | 1.1271 | 1.1325 | 1.1384 | 1.1446 | 1.1511 | 1.1577 | 1.1645 | 1.1712 | 1.1779 | 0.5355%
RKI000:ga_Cooking | Cooking | 0.10222 | 0.10214 | 0.10209 | 0.10207 | 0.10204 | 0.10202 | 0.10201 | 0.102 | 0.10196 | 0.10194 | 0.102 | 0.10214 | 0.1024 | 0.10275 | 0.10319 | 0.10371 | 0.10428 | 0.1049 | 0.10555 | 0.10622 | 0.1069 | 0.10761 | 0.10834 | 0.1091 | 0.10988 | 0.1107 | 0.11155 | 0.11242 | 0.11329 | 0.11416 | 0.11501 | 0.11584 | 0.4044%
RKI000:ga_ClothesDryers | Clothes Dryers | 0.038255 | 0.038837 | 0.039348 | 0.039896 | 0.040456 | 0.041035 | 0.041601 | 0.042141 | 0.042692 | 0.043251 | 0.04384 | 0.044351 | 0.044923 | 0.045523 | 0.04611 | 0.046684 | 0.047261 | 0.047837 | 0.048417 | 0.049004 | 0.049602 | 0.050219 | 0.050842 | 0.051466 | 0.052092 | 0.052724 | 0.053348 | 0.053963 | 0.054563 | 0.055159 | 0.055743 | 0.05632 | 1.256%
RKI000:ga_OtherNatGas | Other Uses 5/ | 0.23013 | 0.23019 | 0.22958 | 0.22902 | 0.22838 | 0.22771 | 0.22682 | 0.22565 | 0.22438 | 0.22319 | 0.22217 | 0.22061 | 0.21935 | 0.21834 | 0.21734 | 0.21633 | 0.21541 | 0.21461 | 0.21377 | 0.21292 | 0.21208 | 0.21128 | 0.21048 | 0.20968 | 0.20888 | 0.2081 | 0.20729 | 0.20647 | 0.20562 | 0.20479 | 0.20397 | 0.20314 | -0.4016%
RKI000:ga_DeliveredEner | Delivered Energy | 5.2253 | 5.119 | 5.0403 | 5.0292 | 5.0151 | 5.0014 | 4.9831 | 4.96 | 4.9365 | 4.9156 | 4.8998 | 4.883 | 4.8713 | 4.8606 | 4.8488 | 4.8365 | 4.8269 | 4.8195 | 4.8107 | 4.8019 | 4.7927 | 4.7849 | 4.7777 | 4.7701 | 4.763 | 4.7569 | 4.7511 | 4.7453 | 4.7394 | 4.7336 | 4.7277 | 4.7213 | -0.3266%
Distillate Fuel Oil 6/
RKI000:ha_SpaceHeating | Space Heating | 0.39631 | 0.37365 | 0.35734 | 0.34841 | 0.33939 | 0.33039 | 0.32173 | 0.31356 | 0.3063 | 0.29918 | 0.29243 | 0.2861 | 0.27993 | 0.27397 | 0.26815 | 0.26252 | 0.25709 | 0.25184 | 0.24684 | 0.24203 | 0.23729 | 0.23289 | 0.22851 | 0.22401 | 0.21953 | 0.21515 | 0.21074 | 0.20648 | 0.20223 | 0.19793 | 0.19373 | 0.18965 | -2.349%
RKI000:ha_WaterHeating | Water Heating | 0.049793 | 0.047361 | 0.045158 | 0.043024 | 0.041055 | 0.039295 | 0.037784 | 0.036502 | 0.035486 | 0.034649 | 0.033993 | 0.033533 | 0.03302 | 0.032479 | 0.031906 | 0.031323 | 0.030729 | 0.030126 | 0.029528 | 0.028937 | 0.028351 | 0.027793 | 0.027248 | 0.026707 | 0.026189 | 0.025701 | 0.025228 | 0.024791 | 0.02437 | 0.023959 | 0.023561 | 0.02318 | -2.436%
RKI000:Other_ha_ha | Other Uses 7/ | 0.007639 | 0.007591 | 0.007556 | 0.0075 | 0.007439 | 0.007374 | 0.007312 | 0.007255 | 0.007209 | 0.007162 | 0.007116 | 0.007073 | 0.00703 | 0.006987 | 0.006943 | 0.0069 | 0.006858 | 0.006817 | 0.006778 | 0.00674 | 0.006702 | 0.006667 | 0.006633 | 0.006594 | 0.006557 | 0.006521 | 0.006484 | 0.00645 | 0.006416 | 0.006381 | 0.006347 | 0.006315 | -0.612%
RKI000:ha_DeliveredEner | Delivered Energy | 0.45374 | 0.42861 | 0.41006 | 0.39893 | 0.38789 | 0.37706 | 0.36682 | 0.35732 | 0.349 | 0.34099 | 0.33354 | 0.32671 | 0.31998 | 0.31344 | 0.307 | 0.30074 | 0.29468 | 0.28879 | 0.28314 | 0.2777 | 0.27234 | 0.26735 | 0.26239 | 0.25731 | 0.25228 | 0.24737 | 0.24245 | 0.23772 | 0.23303 | 0.22832 | 0.22372 | 0.21925 | -2.319%
Propane
RKI000:ia_SpaceHeating | Space Heating | 0.3124 | 0.29735 | 0.28807 | 0.2833 | 0.27804 | 0.27272 | 0.26723 | 0.26156 | 0.25622 | 0.25132 | 0.24694 | 0.24301 | 0.2395 | 0.23626 | 0.23311 | 0.23 | 0.22703 | 0.22409 | 0.22117 | 0.21835 | 0.21556 | 0.21291 | 0.21039 | 0.20783 | 0.20531 | 0.2028 | 0.20037 | 0.19797 | 0.19563 | 0.19327 | 0.191 | 0.18877 | -1.612%
RKI000:ia_WaterHeating | Water Heating | 0.064907 | 0.061997 | 0.059512 | 0.057116 | 0.054858 | 0.05281 | 0.050929 | 0.049193 | 0.047644 | 0.046326 | 0.045242 | 0.044376 | 0.043495 | 0.042594 | 0.041651 | 0.040675 | 0.039683 | 0.038676 | 0.037666 | 0.036668 | 0.035697 | 0.034771 | 0.033899 | 0.033078 | 0.032311 | 0.031603 | 0.03095 | 0.030347 | 0.029778 | 0.029234 | 0.028713 | 0.028214 | -2.652%
RKI000:ia_Cooking | Cooking | 0.016829 | 0.016609 | 0.016388 | 0.016164 | 0.015934 | 0.015701 | 0.015463 | 0.015215 | 0.014951 | 0.014679 | 0.0144 | 0.014116 | 0.013828 | 0.013538 | 0.013289 | 0.013079 | 0.012911 | 0.012782 | 0.012695 | 0.012601 | 0.012502 | 0.012398 | 0.01229 | 0.012179 | 0.012065 | 0.011953 | 0.011843 | 0.011738 | 0.011639 | 0.011545 | 0.011454 | 0.011366 | -1.258%
RKI000:ia_OtherUses | Other Uses 8/ | 0.067836 | 0.069145 | 0.070645 | 0.072034 | 0.073319 | 0.074573 | 0.075785 | 0.076943 | 0.078118 | 0.079376 | 0.080733 | 0.082151 | 0.083687 | 0.085272 | 0.086857 | 0.088432 | 0.09001 | 0.091567 | 0.0931 | 0.094614 | 0.096117 | 0.097638 | 0.099183 | 0.10072 | 0.10228 | 0.10387 | 0.10549 | 0.10714 | 0.1088 | 0.11045 | 0.11211 | 0.11378 | 1.682%
RKI000:ia_DeliveredEner | Delivered Energy | 0.46197 | 0.4451 | 0.43461 | 0.42861 | 0.42216 | 0.41581 | 0.40941 | 0.40291 | 0.39694 | 0.3917 | 0.38731 | 0.38366 | 0.38051 | 0.37766 | 0.3749 | 0.37219 | 0.36963 | 0.36711 | 0.36463 | 0.36223 | 0.35988 | 0.35771 | 0.35577 | 0.35382 | 0.35197 | 0.35023 | 0.34865 | 0.3472 | 0.34585 | 0.3445 | 0.34327 | 0.34213 | -0.9641%
RKI000:ja_MarketedRenew | Marketed Renewables (wood) 9/ | 0.5288 | 0.49785 | 0.47277 | 0.46402 | 0.45689 | 0.45093 | 0.44428 | 0.43823 | 0.43092 | 0.42432 | 0.41769 | 0.41046 | 0.40359 | 0.39649 | 0.3902 | 0.38361 | 0.37694 | 0.37017 | 0.36334 | 0.35694 | 0.35096 | 0.34454 | 0.33867 | 0.33393 | 0.32949 | 0.32521 | 0.32178 | 0.31815 | 0.31483 | 0.31171 | 0.30854 | 0.30495 | -1.76%
Delivered Energy Consumption by End Use
RKI000:ka_SpaceHeating | Space Heating | 5.7459 | 5.5623 | 5.4039 | 5.3614 | 5.3151 | 5.2688 | 5.2169 | 5.1614 | 5.1063 | 5.0547 | 5.0079 | 4.9624 | 4.9219 | 4.8823 | 4.8429 | 4.8031 | 4.7667 | 4.7325 | 4.6978 | 4.6644 | 4.6312 | 4.5997 | 4.5697 | 4.5401 | 4.5115 | 4.4833 | 4.4563 | 4.429 | 4.4023 | 4.3753 | 4.3492 | 4.3223 | -0.9142%
RKI000:ka_SpaceCooling | Space Cooling | 0.83327 | 0.74737 | 0.86881 | 0.8821 | 0.89052 | 0.89822 | 0.90454 | 0.91082 | 0.91835 | 0.92771 | 0.93915 | 0.95169 | 0.96513 | 0.9795 | 0.99365 | 1.0081 | 1.0242 | 1.0416 | 1.06 | 1.0782 | 1.0963 | 1.1151 | 1.1344 | 1.1542 | 1.1738 | 1.1933 | 1.2139 | 1.2355 | 1.2569 | 1.2788 | 1.3014 | 1.3243 | 1.506%
RKI000:ka_WaterHeating | Water Heating | 1.7051 | 1.7061 | 1.704 | 1.7028 | 1.7017 | 1.701 | 1.6997 | 1.698 | 1.6975 | 1.6997 | 1.7047 | 1.7096 | 1.7159 | 1.7228 | 1.729 | 1.7348 | 1.7417 | 1.7488 | 1.7554 | 1.761 | 1.7661 | 1.7715 | 1.7768 | 1.7823 | 1.7882 | 1.7947 | 1.8017 | 1.8095 | 1.8176 | 1.8261 | 1.8351 | 1.8441 | 0.2531%
RKI000:ka_Refrigeration | Refrigeration | 0.29492 | 0.29289 | 0.29088 | 0.28879 | 0.28657 | 0.28452 | 0.28271 | 0.28105 | 0.27953 | 0.27823 | 0.27716 | 0.27641 | 0.27607 | 0.27602 | 0.27631 | 0.27697 | 0.27801 | 0.27935 | 0.28096 | 0.28284 | 0.28495 | 0.28734 | 0.29 | 0.29292 | 0.29584 | 0.29877 | 0.30171 | 0.30464 | 0.30753 | 0.31035 | 0.3131 | 0.31576 | 0.2205%
RKI000:ka_Cooking | Cooking | 0.17297 | 0.17284 | 0.17276 | 0.1727 | 0.17262 | 0.17253 | 0.17246 | 0.17235 | 0.17218 | 0.17201 | 0.17189 | 0.17184 | 0.17188 | 0.17196 | 0.1722 | 0.17258 | 0.17311 | 0.17375 | 0.1745 | 0.17525 | 0.17599 | 0.17674 | 0.17751 | 0.1783 | 0.1791 | 0.17995 | 0.18083 | 0.18174 | 0.18266 | 0.18357 | 0.18448 | 0.18537 | 0.2236%
RKI000:ka_ClothesDryers | Clothes Dryers | 0.2466 | 0.25149 | 0.25535 | 0.25872 | 0.26181 | 0.26463 | 0.26716 | 0.26942 | 0.27174 | 0.27449 | 0.27762 | 0.28078 | 0.28417 | 0.28763 | 0.29099 | 0.29446 | 0.29827 | 0.30224 | 0.30617 | 0.3099 | 0.31361 | 0.31742 | 0.3212 | 0.32502 | 0.32878 | 0.33251 | 0.33629 | 0.34016 | 0.34401 | 0.34788 | 0.35187 | 0.35589 | 1.19%
RKI000:ka_Freezers | Freezers | 0.06836 | 0.068026 | 0.067717 | 0.067414 | 0.067089 | 0.066741 | 0.066377 | 0.065984 | 0.065563 | 0.065169 | 0.064803 | 0.064477 | 0.064197 | 0.063935 | 0.063707 | 0.063516 | 0.063362 | 0.063237 | 0.063136 | 0.063062 | 0.063011 | 0.062994 | 0.063019 | 0.063083 | 0.063197 | 0.063371 | 0.063606 | 0.063899 | 0.064237 | 0.064572 | 0.064903 | 0.065231 | -0.151%
RKI000:ka_Lighting | Lighting | 0.25605 | 0.2388 | 0.23063 | 0.22553 | 0.22158 | 0.21904 | 0.2171 | 0.21513 | 0.21376 | 0.21294 | 0.21284 | 0.20053 | 0.1917 | 0.18677 | 0.1855 | 0.18506 | 0.18566 | 0.18668 | 0.18784 | 0.18893 | 0.19007 | 0.1882 | 0.18691 | 0.18612 | 0.18572 | 0.18535 | 0.18503 | 0.18479 | 0.18457 | 0.18442 | 0.18439 | 0.18445 | -1.052%
RKI000:ka_ClothesWasher | Clothes Washers 1/ | 0.035947 | 0.036193 | 0.036456 | 0.036725 | 0.036989 | 0.037248 | 0.037507 | 0.037756 | 0.037991 | 0.038225 | 0.038461 | 0.038721 | 0.038995 | 0.039265 | 0.039536 | 0.039813 | 0.040095 | 0.040373 | 0.040646 | 0.040914 | 0.041175 | 0.041436 | 0.041698 | 0.041958 | 0.042221 | 0.042491 | 0.042768 | 0.043051 | 0.043335 | 0.043618 | 0.043899 | 0.044179 | 0.6674%
RKI000:ka_Dishwashers | Dishwashers 1/ | 0.02583 | 0.026223 | 0.026617 | 0.027004 | 0.02738 | 0.027743 | 0.028095 | 0.028427 | 0.028734 | 0.029076 | 0.029453 | 0.02987 | 0.030334 | 0.030831 | 0.031371 | 0.031957 | 0.032543 | 0.033122 | 0.033695 | 0.034261 | 0.03482 | 0.035376 | 0.035931 | 0.036481 | 0.037032 | 0.037586 | 0.038143 | 0.038702 | 0.03926 | 0.039815 | 0.040366 | 0.040913 | 1.495%
RKI000:ka_ColorTelevisi | Televisions and Related Equipment 2/ | 0.20808 | 0.20495 | 0.20144 | 0.19812 | 0.19531 | 0.19306 | 0.19137 | 0.19028 | 0.19003 | 0.1908 | 0.19249 | 0.1948 | 0.19773 | 0.20115 | 0.20487 | 0.20885 | 0.2133 | 0.21799 | 0.22272 | 0.22724 | 0.23158 | 0.23572 | 0.23938 | 0.24256 | 0.24544 | 0.24821 | 0.25096 | 0.25371 | 0.25636 | 0.25898 | 0.26162 | 0.26424 | 0.7737%
RKI000:ka_PersonalCompu | Computers and Related Equipment 3/ | 0.087326 | 0.084899 | 0.082297 | 0.07973 | 0.077314 | 0.07506 | 0.072931 | 0.070951 | 0.069189 | 0.067692 | 0.066408 | 0.065202 | 0.064068 | 0.062961 | 0.061803 | 0.060587 | 0.059362 | 0.058061 | 0.056782 | 0.055481 | 0.05418 | 0.0529 | 0.0516 | 0.050269 | 0.048921 | 0.047536 | 0.046109 | 0.044636 | 0.043079 | 0.041451 | 0.039722 | 0.037878 | -2.659%
RKI000:ka_FurnaceFans | Furnace Fans and Boiler Circulation Pumps | 0.087068 | 0.082975 | 0.081054 | 0.081339 | 0.081552 | 0.081742 | 0.081825 | 0.081792 | 0.081794 | 0.081753 | 0.081711 | 0.081575 | 0.081371 | 0.081004 | 0.080406 | 0.079596 | 0.078668 | 0.077637 | 0.076471 | 0.075205 | 0.073893 | 0.072624 | 0.071431 | 0.070264 | 0.069203 | 0.068248 | 0.067406 | 0.066669 | 0.066038 | 0.065499 | 0.065075 | 0.064745 | -0.951%
RKI000:ka_OtherUses | Other Uses 10/ | 1.804 | 1.8387 | 1.8622 | 1.866 | 1.8668 | 1.8691 | 1.8714 | 1.8829 | 1.8952 | 1.9107 | 1.9291 | 1.9477 | 1.9679 | 1.9891 | 2.0093 | 2.0327 | 2.0562 | 2.0803 | 2.1047 | 2.1284 | 2.1526 | 2.1785 | 2.2045 | 2.2311 | 2.2585 | 2.2862 | 2.3151 | 2.3454 | 2.3759 | 2.407 | 2.439 | 2.4716 | 1.021%
RKI000:ka_DeliveredEner | Delivered Energy | 11.5715 | 11.3137 | 11.2841 | 11.2484 | 11.2023 | 11.1594 | 11.11 | 11.0663 | 11.0279 | 11.0032 | 10.9938 | 10.9756 | 10.9713 | 10.9752 | 10.9816 | 10.9922 | 11.0111 | 11.0358 | 11.0608 | 11.085 | 11.1094 | 11.1355 | 11.164 | 11.1947 | 11.2274 | 11.2615 | 11.2998 | 11.3415 | 11.3838 | 11.4274 | 11.4741 | 11.521 | -0.0141%
RKI000:la_ElectricityRe | Electricity Related Losses | 9.399 | 9.1123 | 9.155 | 8.9598 | 8.7642 | 8.648 | 8.4281 | 8.2704 | 8.2414 | 8.2298 | 8.2414 | 8.2576 | 8.2761 | 8.2895 | 8.3031 | 8.3069 | 8.3407 | 8.3837 | 8.4237 | 8.456 | 8.4863 | 8.518 | 8.5672 | 8.6256 | 8.6762 | 8.7413 | 8.8131 | 8.8957 | 8.9688 | 9.0338 | 9.0974 | 9.1728 | -0.0786%
Total Energy Consumption by End Use
RKI000:ma_SpaceHeating | Space Heating | 7.1121 | 6.8835 | 6.6643 | 6.5838 | 6.4995 | 6.425 | 6.3309 | 6.2396 | 6.1661 | 6.098 | 6.0372 | 5.9809 | 5.929 | 5.8764 | 5.8234 | 5.7678 | 5.7195 | 5.6743 | 5.6281 | 5.5826 | 5.537 | 5.4939 | 5.4542 | 5.4159 | 5.3779 | 5.3414 | 5.3068 | 5.2726 | 5.2385 | 5.2032 | 5.169 | 5.135 | -1.045%
RKI000:ma_SpaceCooling | Space Cooling | 2.3149 | 2.0592 | 2.3729 | 2.3783 | 2.3718 | 2.3759 | 2.3584 | 2.3484 | 2.3622 | 2.3811 | 2.4068 | 2.4388 | 2.4712 | 2.503 | 2.5332 | 2.5608 | 2.5965 | 2.636 | 2.6766 | 2.7155 | 2.7537 | 2.7937 | 2.8381 | 2.8849 | 2.9292 | 2.9763 | 3.0263 | 3.0804 | 3.1317 | 3.182 | 3.2329 | 3.2866 | 1.137%
RKI000:ma_WaterHeating | Water Heating | 2.8408 | 2.8322 | 2.8135 | 2.7886 | 2.764 | 2.7473 | 2.7159 | 2.6889 | 2.6787 | 2.6733 | 2.6732 | 2.6757 | 2.6795 | 2.6827 | 2.6846 | 2.6844 | 2.689 | 2.6951 | 2.7002 | 2.7036 | 2.7059 | 2.7089 | 2.7137 | 2.7197 | 2.7251 | 2.7327 | 2.7414 | 2.7522 | 2.7624 | 2.7723 | 2.7827 | 2.7946 | -0.0529%
RKI000:ma_Refrigeration | Refrigeration | 0.86043 | 0.84624 | 0.83144 | 0.8139 | 0.79702 | 0.78523 | 0.76833 | 0.75465 | 0.7483 | 0.74264 | 0.73811 | 0.73549 | 0.73341 | 0.73117 | 0.72965 | 0.72818 | 0.72888 | 0.73059 | 0.7327 | 0.73528 | 0.73833 | 0.74219 | 0.74761 | 0.75401 | 0.75992 | 0.76665 | 0.7735 | 0.78065 | 0.78716 | 0.79296 | 0.79825 | 0.80391 | -0.2189%
RKI000:ma_Cooking | Cooking | 0.27637 | 0.27504 | 0.27363 | 0.27173 | 0.26995 | 0.26899 | 0.26691 | 0.26526 | 0.26487 | 0.26448 | 0.26418 | 0.26414 | 0.26406 | 0.26377 | 0.26362 | 0.26348 | 0.26379 | 0.26431 | 0.26494 | 0.2655 | 0.26602 | 0.26655 | 0.26727 | 0.26806 | 0.26877 | 0.26968 | 0.27065 | 0.27171 | 0.27269 | 0.27356 | 0.27438 | 0.27529 | -0.0126%
RKI000:ma_ClothesDryers | Clothes Dryers | 0.64612 | 0.65324 | 0.65677 | 0.65661 | 0.6561 | 0.65811 | 0.65464 | 0.65243 | 0.65585 | 0.66046 | 0.66641 | 0.67346 | 0.68051 | 0.68687 | 0.69278 | 0.69812 | 0.70534 | 0.71319 | 0.72062 | 0.72724 | 0.73367 | 0.74039 | 0.74781 | 0.75562 | 0.76282 | 0.77067 | 0.77873 | 0.78736 | 0.79542 | 0.80307 | 0.81072 | 0.81902 | 0.7679%
RKI000:ma_Freezers | Freezers | 0.19944 | 0.19655 | 0.19356 | 0.18999 | 0.18659 | 0.18419 | 0.1804 | 0.17717 | 0.17551 | 0.17395 | 0.17258 | 0.17156 | 0.17054 | 0.16936 | 0.16823 | 0.16699 | 0.16612 | 0.16538 | 0.16465 | 0.16394 | 0.16327 | 0.16271 | 0.16246 | 0.16238 | 0.16234 | 0.16261 | 0.16307 | 0.16374 | 0.16442 | 0.16498 | 0.16547 | 0.16608 | -0.5888%
RKI000:ma_Lighting | Lighting | 0.74701 | 0.68995 | 0.65923 | 0.63562 | 0.61626 | 0.60451 | 0.59004 | 0.57765 | 0.57221 | 0.56838 | 0.56682 | 0.5336 | 0.50927 | 0.49477 | 0.48985 | 0.48654 | 0.48675 | 0.48823 | 0.48987 | 0.49115 | 0.49249 | 0.48612 | 0.48184 | 0.47909 | 0.47706 | 0.4756 | 0.47436 | 0.47354 | 0.47242 | 0.4712 | 0.47012 | 0.4696 | -1.486%
RKI000:ma_ClothesWasher | Clothes Washers 1/ | 0.10488 | 0.10457 | 0.1042 | 0.1035 | 0.10287 | 0.1028 | 0.10194 | 0.10138 | 0.1017 | 0.10203 | 0.10243 | 0.10303 | 0.10359 | 0.10401 | 0.1044 | 0.10467 | 0.10512 | 0.10559 | 0.106 | 0.10636 | 0.10669 | 0.10703 | 0.10749 | 0.10801 | 0.10845 | 0.10904 | 0.10965 | 0.11032 | 0.11092 | 0.11145 | 0.11192 | 0.11248 | 0.226%
RKI000:ma_Dishwashers | Dishwashers 1/ | 0.075359 | 0.075765 | 0.07608 | 0.076105 | 0.076151 | 0.076564 | 0.076355 | 0.076329 | 0.07692 | 0.077608 | 0.078436 | 0.079481 | 0.080584 | 0.081672 | 0.082841 | 0.084016 | 0.08532 | 0.086625 | 0.087871 | 0.089066 | 0.090222 | 0.091377 | 0.092626 | 0.093907 | 0.095125 | 0.096447 | 0.097789 | 0.099174 | 0.10049 | 0.10173 | 0.10292 | 0.10416 | 1.05%
RKI000:ma_ColorTelevisi | Televisions and Related Equipment 2/ | 0.60708 | 0.59216 | 0.5758 | 0.55837 | 0.5432 | 0.53282 | 0.5201 | 0.51092 | 0.5087 | 0.50926 | 0.51263 | 0.51834 | 0.52527 | 0.53284 | 0.54099 | 0.54908 | 0.55922 | 0.57011 | 0.58083 | 0.59074 | 0.60004 | 0.60886 | 0.61711 | 0.62437 | 0.63046 | 0.63692 | 0.64339 | 0.65014 | 0.65619 | 0.6617 | 0.66701 | 0.67274 | 0.3318%
RKI000:ma_PersonalCompu | Computers and Related Equipment 3/ | 0.25477 | 0.2453 | 0.23524 | 0.2247 | 0.21503 | 0.20715 | 0.19821 | 0.19051 | 0.18521 | 0.18068 | 0.17685 | 0.1735 | 0.1702 | 0.16678 | 0.1632 | 0.15929 | 0.15563 | 0.15185 | 0.14808 | 0.14423 | 0.14039 | 0.13664 | 0.13302 | 0.1294 | 0.12567 | 0.12198 | 0.11821 | 0.11438 | 0.11027 | 0.10591 | 0.10127 | 0.096436 | -3.085%
RKI000:ma_FurnaceFans | Furnace Fans and Boiler Circulation Pumps | 0.25402 | 0.23974 | 0.23168 | 0.22924 | 0.22682 | 0.22559 | 0.22238 | 0.21962 | 0.21896 | 0.21821 | 0.2176 | 0.21706 | 0.21617 | 0.21458 | 0.21233 | 0.20926 | 0.20625 | 0.20304 | 0.19943 | 0.1955 | 0.19146 | 0.18759 | 0.18414 | 0.18087 | 0.17776 | 0.17513 | 0.17281 | 0.17084 | 0.16903 | 0.16735 | 0.16591 | 0.16484 | -1.385%
RKI000:ma_OtherUses | Other Uses 10/ | 4.6773 | 4.7325 | 4.7508 | 4.6978 | 4.6412 | 4.6133 | 4.5536 | 4.5338 | 4.554 | 4.5829 | 4.6219 | 4.6681 | 4.7142 | 4.7569 | 4.7956 | 4.8365 | 4.8843 | 4.9352 | 4.9846 | 5.0303 | 5.0766 | 5.1276 | 5.1839 | 5.2441 | 5.3031 | 5.3678 | 5.4362 | 5.5102 | 5.581 | 5.6498 | 5.7189 | 5.793 | 0.6925%
RKI000:ma_Total | Total | 20.9706 | 20.426 | 20.4391 | 20.2082 | 19.9665 | 19.8074 | 19.5382 | 19.3367 | 19.2693 | 19.2329 | 19.2352 | 19.2332 | 19.2475 | 19.2647 | 19.2847 | 19.2991 | 19.3518 | 19.4195 | 19.4845 | 19.541 | 19.5957 | 19.6535 | 19.7312 | 19.8203 | 19.9036 | 20.0029 | 20.1129 | 20.2373 | 20.3525 | 20.4612 | 20.5714 | 20.6938 | -0.0429%
Nonmarketed Renewables 11/
RKI000:na_GeothermalHea | Geothermal Heat Pumps | 0.014064 | 0.014703 | 0.017204 | 0.018806 | 0.01999 | 0.021201 | 0.022632 | 0.023424 | 0.024705 | 0.025956 | 0.027163 | 0.028354 | 0.029656 | 0.030838 | 0.032063 | 0.033312 | 0.034514 | 0.035841 | 0.037116 | 0.038366 | 0.039603 | 0.040863 | 0.042176 | 0.043559 | 0.044945 | 0.046316 | 0.047794 | 0.049313 | 0.050859 | 0.052402 | 0.05395 | 0.055421 | 4.523%
RKI000:na_SolarHotWater | Solar Hot Water Heating | 0.037304 | 0.042368 | 0.04587 | 0.045147 | 0.044463 | 0.044046 | 0.044075 | 0.043435 | 0.043251 | 0.043401 | 0.04354 | 0.043784 | 0.044245 | 0.0445 | 0.044693 | 0.04485 | 0.044965 | 0.045223 | 0.045379 | 0.045492 | 0.045668 | 0.045699 | 0.045922 | 0.046156 | 0.046639 | 0.046784 | 0.047016 | 0.047274 | 0.047342 | 0.047517 | 0.047684 | 0.047871 | 0.8078%
RKI000:na_SolarPhotovol | Solar Photovoltaic | 0.18854 | 0.21361 | 0.23896 | 0.25972 | 0.27944 | 0.30001 | 0.32312 | 0.34194 | 0.36344 | 0.38782 | 0.41226 | 0.43747 | 0.46602 | 0.49222 | 0.51837 | 0.54473 | 0.57099 | 0.5993 | 0.62686 | 0.65448 | 0.6826 | 0.7093 | 0.73832 | 0.7678 | 0.80223 | 0.83156 | 0.86238 | 0.89521 | 0.92421 | 0.95549 | 0.98738 | 1.0217 | 5.603%
RKI000:na_WindHuffPuff | Wind | 0.000175 | 0.000173 | 0.000173 | 0.000171 | 0.000168 | 0.000166 | 0.000166 | 0.000162 | 0.000161 | 0.000161 | 0.00016 | 0.00016 | 0.00016 | 0.00016 | 0.00016 | 0.00016 | 0.000159 | 0.000159 | 0.000159 | 0.000159 | 0.00016 | 0.00016 | 0.000162 | 0.000164 | 0.000167 | 0.000169 | 0.000171 | 0.000173 | 0.000175 | 0.000177 | 0.000179 | 0.000182 | 0.1244%
RKI000:na_Total | Total | 0.24009 | 0.27086 | 0.30221 | 0.32384 | 0.34406 | 0.36542 | 0.38999 | 0.40896 | 0.43156 | 0.45734 | 0.48312 | 0.50977 | 0.54008 | 0.56771 | 0.59528 | 0.62305 | 0.65063 | 0.68052 | 0.70951 | 0.73849 | 0.76803 | 0.79603 | 0.82658 | 0.85768 | 0.89398 | 0.92483 | 0.95737 | 0.99197 | 1.0226 | 1.0556 | 1.0892 | 1.1251 | 5.109%
Heating Degree Days
RKI000:hdd_NewEngland | New England | 6396 | 6230 | 6120 | 6103 | 6087 | 6070 | 6053 | 6036 | 6020 | 6003 | 5986 | 5969 | 5952 | 5935 | 5918 | 5901 | 5884 | 5867 | 5850 | 5833 | 5816 | 5799 | 5781 | 5764 | 5747 | 5730 | 5713 | 5696 | 5679 | 5662 | 5645 | 5628 | -0.4118%
RKI000:hdd_MiddleAtlant | Middle Atlantic | 5657 | 5603 | 5518 | 5503 | 5489 | 5475 | 5460 | 5446 | 5432 | 5417 | 5403 | 5389 | 5375 | 5360 | 5346 | 5332 | 5317 | 5303 | 5289 | 5275 | 5260 | 5246 | 5232 | 5218 | 5203 | 5189 | 5175 | 5161 | 5147 | 5132 | 5118 | 5104 | -0.3313%
RKI000:hdd_EastNorthCen | East North Central | 6389 | 6159 | 6088 | 6078 | 6068 | 6059 | 6049 | 6039 | 6029 | 6019 | 6009 | 5999 | 5990 | 5980 | 5970 | 5960 | 5950 | 5940 | 5930 | 5920 | 5910 | 5900 | 5890 | 5880 | 5870 | 5860 | 5850 | 5840 | 5830 | 5820 | 5810 | 5800 | -0.3115%
RKI000:hdd_WestNorthCen | West North Central | 6946 | 6447 | 6360 | 6351 | 6342 | 6332 | 6323 | 6313 | 6304 | 6294 | 6284 | 6274 | 6264 | 6254 | 6244 | 6234 | 6224 | 6214 | 6203 | 6193 | 6183 | 6172 | 6162 | 6152 | 6141 | 6131 | 6120 | 6110 | 6099 | 6089 | 6078 | 6068 | -0.435%
RKI000:hdd_SouthAtlantc | South Atlantic | 2436 | 2550 | 2538 | 2530 | 2522 | 2514 | 2506 | 2498 | 2491 | 2483 | 2475 | 2468 | 2460 | 2452 | 2445 | 2437 | 2430 | 2422 | 2414 | 2407 | 2399 | 2392 | 2384 | 2376 | 2369 | 2361 | 2354 | 2346 | 2339 | 2331 | 2324 | 2316 | -0.1628%
RKI000:hdd_EastSouthCen | East South Central | 3226 | 3351 | 3326 | 3321 | 3316 | 3311 | 3306 | 3301 | 3295 | 3290 | 3285 | 3280 | 3275 | 3269 | 3264 | 3259 | 3253 | 3248 | 3243 | 3237 | 3232 | 3226 | 3221 | 3215 | 3210 | 3204 | 3199 | 3193 | 3188 | 3182 | 3177 | 3171 | -0.0555%
RKI000:hdd_WestSouthCen | West South Central | 2090 | 2035 | 1980 | 1972 | 1964 | 1956 | 1948 | 1940 | 1933 | 1925 | 1917 | 1909 | 1901 | 1894 | 1886 | 1878 | 1871 | 1863 | 1855 | 1848 | 1840 | 1832 | 1825 | 1817 | 1810 | 1802 | 1795 | 1787 | 1780 | 1772 | 1765 | 1757 | -0.5583%
RKI000:hdd_Mountain | Mountain | 5154 | 4855 | 4737 | 4721 | 4706 | 4690 | 4675 | 4659 | 4644 | 4628 | 4612 | 4597 | 4581 | 4565 | 4549 | 4533 | 4516 | 4500 | 4484 | 4468 | 4452 | 4436 | 4420 | 4404 | 4388 | 4372 | 4355 | 4339 | 4324 | 4308 | 4292 | 4276 | -0.6006%
RKI000:hdd_Pacific | Pacific | 3565 | 3341 | 3224 | 3213 | 3201 | 3189 | 3177 | 3165 | 3153 | 3141 | 3129 | 3117 | 3105 | 3093 | 3081 | 3068 | 3056 | 3044 | 3031 | 3019 | 3007 | 2994 | 2982 | 2969 | 2957 | 2945 | 2932 | 2920 | 2907 | 2895 | 2882 | 2870 | -0.6971%
RKI000:hdd_UnitedStates | United States | 4268.2339 | 4147.2778 | 4071.8687 | 4056.2087 | 4040.7046 | 4025.2119 | 4009.6479 | 3994.1108 | 3979.0825 | 3963.5137 | 3948.0942 | 3932.9824 | 3917.7322 | 3902.3213 | 3887.1816 | 3871.686 | 3856.458 | 3841.1409 | 3825.5896 | 3810.5537 | 3795.1042 | 3779.6782 | 3764.4092 | 3748.8052 | 3733.5898 | 3718.1292 | 3702.7532 | 3687.3203 | 3672.2295 | 3656.8779 | 3641.9854 | 3627.0098 | -0.5238%
Cooling Degree Days
RKI000:cdd_NewEngland | New England | 536 | 501 | 578 | 584 | 590 | 596 | 602 | 609 | 615 | 621 | 627 | 633 | 639 | 646 | 652 | 658 | 664 | 671 | 677 | 683 | 689 | 696 | 702 | 708 | 714 | 721 | 727 | 733 | 739 | 746 | 752 | 758 | 1.124%
RKI000:cdd_MiddleAtlant | Middle Atlantic | 786 | 700 | 820 | 828 | 837 | 845 | 853 | 862 | 870 | 878 | 886 | 895 | 903 | 911 | 919 | 928 | 936 | 944 | 952 | 961 | 969 | 977 | 985 | 994 | 1002 | 1010 | 1019 | 1027 | 1035 | 1043 | 1052 | 1060 | 0.9694%
RKI000:cdd_EastNorthCen | East North Central | 830 | 761 | 855 | 862 | 868 | 875 | 881 | 888 | 894 | 901 | 907 | 914 | 920 | 927 | 933 | 940 | 947 | 953 | 960 | 966 | 973 | 979 | 986 | 993 | 999 | 1006 | 1012 | 1019 | 1026 | 1032 | 1039 | 1046 | 0.7489%
RKI000:cdd_WestNorthCen | West North Central | 961 | 938 | 1041 | 1048 | 1054 | 1060 | 1066 | 1072 | 1079 | 1085 | 1091 | 1097 | 1104 | 1110 | 1116 | 1123 | 1129 | 1136 | 1142 | 1148 | 1155 | 1161 | 1168 | 1174 | 1180 | 1187 | 1193 | 1200 | 1206 | 1213 | 1219 | 1225 | 0.786%
RKI000:cdd_SouthAtlantc | South Atlantic | 2439 | 2155 | 2313 | 2326 | 2339 | 2352 | 2365 | 2377 | 2390 | 2402 | 2415 | 2428 | 2440 | 2453 | 2466 | 2479 | 2491 | 2504 | 2517 | 2530 | 2542 | 2555 | 2568 | 2581 | 2594 | 2606 | 2619 | 2632 | 2645 | 2658 | 2671 | 2683 | 0.308%
RKI000:cdd_EastSouthCen | East South Central | 1850 | 1650 | 1791 | 1801 | 1811 | 1821 | 1831 | 1842 | 1852 | 1862 | 1872 | 1882 | 1892 | 1902 | 1913 | 1923 | 1933 | 1943 | 1954 | 1964 | 1974 | 1984 | 1995 | 2005 | 2015 | 2025 | 2036 | 2046 | 2056 | 2066 | 2077 | 2087 | 0.3896%
RKI000:cdd_WestSouthCen | West South Central | 2787 | 2635 | 2868 | 2883 | 2899 | 2915 | 2930 | 2946 | 2962 | 2977 | 2993 | 3009 | 3024 | 3040 | 3056 | 3071 | 3087 | 3103 | 3118 | 3134 | 3149 | 3165 | 3181 | 3196 | 3212 | 3227 | 3243 | 3259 | 3274 | 3290 | 3305 | 3321 | 0.5671%
RKI000:cdd_Mountain | Mountain | 1416 | 1450 | 1565 | 1574 | 1584 | 1593 | 1602 | 1611 | 1621 | 1630 | 1639 | 1649 | 1658 | 1668 | 1678 | 1687 | 1697 | 1707 | 1716 | 1726 | 1736 | 1745 | 1755 | 1765 | 1775 | 1785 | 1794 | 1804 | 1814 | 1824 | 1833 | 1843 | 0.8538%
RKI000:cdd_Pacific | Pacific | 832 | 844 | 979 | 986 | 993 | 1001 | 1008 | 1015 | 1023 | 1030 | 1038 | 1045 | 1053 | 1060 | 1068 | 1075 | 1083 | 1090 | 1098 | 1106 | 1113 | 1121 | 1129 | 1136 | 1144 | 1151 | 1159 | 1167 | 1174 | 1182 | 1190 | 1197 | 1.18%
RKI000:cdd_UnitedStates | United States | 1487.7982 | 1383.6948 | 1524.3992 | 1536.3848 | 1548.4987 | 1560.7283 | 1572.538 | 1584.6404 | 1596.9026 | 1608.6675 | 1620.8069 | 1633.1282 | 1645.0283 | 1657.3135 | 1669.6654 | 1681.9102 | 1694.1702 | 1706.4694 | 1718.819 | 1731.3322 | 1743.4293 | 1755.8251 | 1768.5289 | 1780.9391 | 1793.4376 | 1805.6611 | 1818.2693 | 1830.9943 | 1843.3507 | 1855.9667 | 1868.4355 | 1880.51 | 0.7585%
1/ Does not include water heating portion of load.
2/ Includes televisions, set-top boxes, home theater systems, DVD and Blu-ray players, and video game consoles.
3/ Includes desktop and laptop computers, monitors, and networking equipment.
4/ Includes electric and electronic devices, heating elements, and motors not listed above. Electric vehicles are included in the
transportation sector.
5/ Includes such appliances as outdoor grills, natural gas-fueled lights, pool heaters, spa heaters, and backup electricity generators.
6/ Includes kerosene use.
7/ Includes such appliances as pool heaters, spa heaters, and backup electricity generators.
8/ Includes such appliances as outdoor grills, propane-fueled lights, pool heaters, spa heaters, and backup electricity generators.
9/ Includes wood used for primary and secondary heating in wood stoves or fireplaces as reported in the Residential Energy Consumption
Survey.
10/ Includes electric and electronic devices, heating elements, motors, outdoor grills, natural gas-and propane-fueled lights, pool
heaters, spa heaters, and backup electricity generators not listed above. Electric vehicles are included in the transportation sector.
11/ Consumption determined by using the average electric power sector net heat rate for fossil fuels.
Btu = British thermal unit.
- - = Not applicable.
Note: Totals may not equal sum of components due to independent rounding.
Sources: 2019: U.S. Energy Information Administration (EIA), Short-Term Energy Outlook, October 2019 and EIA, AEO2020 National
Energy Modeling System run ref2020.d112119a. Projections: EIA, AEO2020 National Energy Modeling System run ref2020.d112119a.

## EIA AEO Table 21
| ref2020.d112119a | 2019 | 2020 | 2021 | 2022 | 2023 | 2024 | 2025 | 2026 | 2027 | 2028 | 2029 | 2030 | 2031 | 2032 | 2033 | 2034 | 2035 | 2036 | 2037 | 2038 | 2039 | 2040 | 2041 | 2042 | 2043 | 2044 | 2045 | 2046 | 2047 | 2048 | 2049 | 2050
|  | Report | Annual Energy Outlook 2020
|  | Scenario | ref2020 |  |  | Reference case
|  | Datekey | d112119a
|  | Release Date |  | January 2020
RST000 | 21. Residential Sector Equipment Stock and Efficiency, and Distributed Generation
2019-
| Equipment Stock Data | 2019 | 2020 | 2021 | 2022 | 2023 | 2024 | 2025 | 2026 | 2027 | 2028 | 2029 | 2030 | 2031 | 2032 | 2033 | 2034 | 2035 | 2036 | 2037 | 2038 | 2039 | 2040 | 2041 | 2042 | 2043 | 2044 | 2045 | 2046 | 2047 | 2048 | 2049 | 2050 | 2050
Equipment Stock (million units)
Main Space Heaters
RST000:ba_ElectricHeatP | Electric Heat Pumps | 12.1601 | 12.3564 | 12.5614 | 12.7683 | 12.97 | 13.1706 | 13.3737 | 13.5736 | 13.7674 | 13.9597 | 14.1505 | 14.3448 | 14.5461 | 14.7425 | 14.9375 | 15.1333 | 15.3316 | 15.5278 | 15.7222 | 15.9131 | 16.0997 | 16.286 | 16.4725 | 16.6595 | 16.8495 | 17.0447 | 17.2451 | 17.4497 | 17.6575 | 17.8659 | 18.0747 | 18.2829 | 1.324%
RST000:ba_ElectricOther | Electric Other | 29.5493 | 29.5943 | 29.6517 | 29.7131 | 29.7739 | 29.8352 | 29.8991 | 29.9611 | 30.0198 | 30.0806 | 30.1431 | 30.2124 | 30.2915 | 30.3697 | 30.4459 | 30.5216 | 30.5969 | 30.6679 | 30.7356 | 30.8009 | 30.8642 | 30.9287 | 30.9953 | 31.0647 | 31.1378 | 31.2161 | 31.2995 | 31.3875 | 31.4792 | 31.5721 | 31.6649 | 31.7569 | 0.2327%
RST000:ba_NaturalGasHea | Natural Gas Heat Pumps | 1.2967 | 1.2918 | 1.287 | 1.2822 | 1.2774 | 1.2727 | 1.2679 | 1.2633 | 1.2586 | 1.254 | 1.2494 | 1.2448 | 1.2403 | 1.2358 | 1.2313 | 1.2268 | 1.2224 | 1.218 | 1.2136 | 1.2093 | 1.205 | 1.2006 | 1.1964 | 1.1921 | 1.1879 | 1.1837 | 1.1795 | 1.1753 | 1.1712 | 1.167 | 1.1629 | 1.1589 | -0.3619%
RST000:ba_NaturalGasOth | Natural Gas Other | 59.4384 | 60.0538 | 60.6963 | 61.355 | 62.0088 | 62.6561 | 63.3076 | 63.9447 | 64.5576 | 65.1583 | 65.7495 | 66.3453 | 66.9564 | 67.5459 | 68.1288 | 68.7115 | 69.2981 | 69.8723 | 70.4334 | 70.9863 | 71.5261 | 72.0646 | 72.6012 | 73.1351 | 73.6739 | 74.2249 | 74.7874 | 75.3577 | 75.9308 | 76.4997 | 77.0644 | 77.623 | 0.8648%
RST000:ba_Distillate | Distillate Fuel Oil | 5.5392 | 5.4724 | 5.4069 | 5.343 | 5.2806 | 5.2194 | 5.1589 | 5.0991 | 5.0412 | 4.9857 | 4.9327 | 4.8823 | 4.834 | 4.7875 | 4.7427 | 4.6992 | 4.6568 | 4.6153 | 4.5752 | 4.5364 | 4.4985 | 4.4616 | 4.4249 | 4.3871 | 4.3481 | 4.3082 | 4.2676 | 4.2265 | 4.1843 | 4.1414 | 4.0981 | 4.0547 | -1.001%
RST000:ba_LiquefiedPetr | Propane | 5.0617 | 5.0427 | 5.0246 | 5.0039 | 4.9812 | 4.9568 | 4.9304 | 4.9015 | 4.8722 | 4.8442 | 4.8174 | 4.7926 | 4.7703 | 4.7498 | 4.7303 | 4.7113 | 4.6927 | 4.6727 | 4.6514 | 4.6284 | 4.6042 | 4.5797 | 4.5557 | 4.5306 | 4.5047 | 4.4786 | 4.4526 | 4.4269 | 4.4014 | 4.3758 | 4.3501 | 4.3244 | -0.5065%
RST000:ba_Kerosene | Kerosene | 0.003034 | 0.005738 | 0.008359 | 0.010738 | 0.013012 | 0.015202 | 0.01731 | 0.019373 | 0.02136 | 0.02338 | 0.025363 | 0.027348 | 0.029393 | 0.031462 | 0.03347 | 0.035366 | 0.037113 | 0.038614 | 0.039898 | 0.040951 | 0.041858 | 0.042681 | 0.043472 | 0.044297 | 0.04512 | 0.045953 | 0.046782 | 0.04762 | 0.048429 | 0.049163 | 0.049799 | 0.050324 | 9.483%
RST000:ba_WoodStoves | Wood Stoves | 3.3148 | 3.2779 | 3.2426 | 3.2084 | 3.1747 | 3.1414 | 3.1081 | 3.0751 | 3.0423 | 3.0094 | 2.9766 | 2.9439 | 2.9111 | 2.8779 | 2.8441 | 2.8098 | 2.7751 | 2.74 | 2.7057 | 2.6725 | 2.6403 | 2.6084 | 2.5779 | 2.5488 | 2.521 | 2.4947 | 2.4699 | 2.4464 | 2.4229 | 2.3993 | 2.3757 | 2.3519 | -1.101%
RST000:ba_GeothermalHea | Geothermal Heat Pumps | 0.62971 | 0.68328 | 0.73715 | 0.79121 | 0.84451 | 0.89743 | 0.95078 | 1.0033 | 1.0548 | 1.1063 | 1.1577 | 1.2097 | 1.2632 | 1.3164 | 1.3705 | 1.4259 | 1.4826 | 1.5396 | 1.5954 | 1.6499 | 1.7028 | 1.7556 | 1.8072 | 1.8573 | 1.9065 | 1.955 | 2.003 | 2.0503 | 2.0979 | 2.1455 | 2.1932 | 2.2409 | 4.18%
RST000:ba_Total | Total | 116.9929 | 117.7783 | 118.6161 | 119.4757 | 120.324 | 121.1647 | 122.0139 | 122.841 | 123.6354 | 124.4214 | 125.2021 | 126.0032 | 126.8423 | 127.6571 | 128.4646 | 129.2749 | 130.0933 | 130.8921 | 131.6724 | 132.4377 | 133.1826 | 133.9278 | 134.6746 | 135.4195 | 136.1744 | 136.9519 | 137.7514 | 138.568 | 139.3937 | 140.2159 | 141.0337 | 141.8439 | 0.6233%
Space Cooling (million units)
RST000:ca_ElectricHeatP | Electric Heat Pumps | 12.1601 | 12.3564 | 12.5614 | 12.7683 | 12.97 | 13.1706 | 13.3737 | 13.5736 | 13.7674 | 13.9597 | 14.1505 | 14.3448 | 14.5461 | 14.7426 | 14.9375 | 15.1333 | 15.3316 | 15.5278 | 15.7222 | 15.9131 | 16.0997 | 16.286 | 16.4725 | 16.6595 | 16.8495 | 17.0447 | 17.2451 | 17.4497 | 17.6575 | 17.8659 | 18.0746 | 18.2829 | 1.324%
RST000:ca_NaturalGasHea | Natural Gas Heat Pumps | 1.2967 | 1.2918 | 1.287 | 1.2822 | 1.2774 | 1.2727 | 1.2679 | 1.2633 | 1.2586 | 1.254 | 1.2494 | 1.2448 | 1.2403 | 1.2358 | 1.2313 | 1.2268 | 1.2224 | 1.218 | 1.2136 | 1.2093 | 1.205 | 1.2006 | 1.1964 | 1.1921 | 1.1879 | 1.1837 | 1.1795 | 1.1753 | 1.1712 | 1.167 | 1.1629 | 1.1589 | -0.3619%
RST000:ca_GeothermalHea | Geothermal Heat Pumps | 0.62971 | 0.68328 | 0.73715 | 0.79121 | 0.84451 | 0.89743 | 0.95078 | 1.0033 | 1.0548 | 1.1063 | 1.1577 | 1.2097 | 1.2632 | 1.3164 | 1.3705 | 1.4259 | 1.4826 | 1.5396 | 1.5954 | 1.6499 | 1.7028 | 1.7556 | 1.8072 | 1.8573 | 1.9065 | 1.955 | 2.003 | 2.0503 | 2.0979 | 2.1455 | 2.1932 | 2.2409 | 4.18%
RST000:ca_CentralAirCon | Central Air Conditioners | 60.2956 | 61.6594 | 63.0498 | 64.4475 | 65.8316 | 67.2043 | 68.5762 | 69.9276 | 71.2521 | 72.565 | 73.8683 | 75.1784 | 76.5064 | 77.8131 | 79.1101 | 80.4037 | 81.6975 | 82.9733 | 84.2316 | 85.4746 | 86.6989 | 87.9178 | 89.1323 | 90.3401 | 91.5489 | 92.7667 | 93.9935 | 95.2259 | 96.4587 | 97.6841 | 98.9015 | 100.1089 | 1.649%
RST000:ca_RoomAirCondit | Room Air Conditioners | 57.2293 | 57.0398 | 56.8605 | 56.6863 | 56.5151 | 56.3473 | 56.1844 | 56.0236 | 55.8633 | 55.7071 | 55.5544 | 55.408 | 55.2704 | 55.1348 | 55.0017 | 54.8713 | 54.7436 | 54.6142 | 54.4837 | 54.3519 | 54.2194 | 54.0889 | 53.9615 | 53.8375 | 53.7177 | 53.6033 | 53.4941 | 53.3896 | 53.2883 | 53.1882 | 53.0888 | 52.9895 | -0.248%
RST000:ca_Total | Total | 131.6114 | 133.0306 | 134.4959 | 135.9754 | 137.4385 | 138.8923 | 140.3531 | 141.7914 | 143.1963 | 144.592 | 145.9803 | 147.3858 | 148.8264 | 150.2426 | 151.6511 | 153.061 | 154.4777 | 155.8728 | 157.2466 | 158.5988 | 159.9257 | 161.2489 | 162.5699 | 163.8865 | 165.2104 | 166.5534 | 167.9151 | 169.2908 | 170.6736 | 172.0508 | 173.4211 | 174.781 | 0.9193%
Water Heaters (million units)
RST000:da_Electric | Electric | 57.7769 | 58.0613 | 58.3849 | 58.7896 | 59.1551 | 59.4813 | 59.7749 | 60.0288 | 60.2567 | 60.4721 | 60.6765 | 60.8822 | 61.1229 | 61.3741 | 61.6338 | 61.9046 | 62.1907 | 62.477 | 62.7661 | 63.054 | 63.3303 | 63.6043 | 63.8752 | 64.1428 | 64.4149 | 64.6938 | 64.9821 | 65.2796 | 65.5828 | 65.8889 | 66.1982 | 66.5082 | 0.455%
RST000:da_NaturalGas | Natural Gas | 59.1478 | 59.5979 | 60.1123 | 60.6903 | 61.2821 | 61.8908 | 62.5272 | 63.1699 | 63.7955 | 64.4149 | 65.0302 | 65.6515 | 66.2813 | 66.8815 | 67.4695 | 68.0519 | 68.6297 | 69.1896 | 69.7288 | 70.2536 | 70.7677 | 71.2813 | 71.7961 | 72.3084 | 72.8229 | 73.3493 | 73.8855 | 74.4266 | 74.9689 | 75.5039 | 76.0303 | 76.5478 | 0.8353%
RST000:da_Distillate | Distillate Fuel Oil | 2.6673 | 2.6035 | 2.5453 | 2.4907 | 2.4392 | 2.3919 | 2.3491 | 2.3096 | 2.2743 | 2.2416 | 2.2113 | 2.1844 | 2.1553 | 2.1244 | 2.0923 | 2.0595 | 2.0258 | 1.9919 | 1.9582 | 1.9253 | 1.8932 | 1.8619 | 1.8317 | 1.8024 | 1.7739 | 1.7464 | 1.7196 | 1.6936 | 1.6681 | 1.6431 | 1.6184 | 1.5942 | -1.647%
RST000:da_LiquefiedPetr | Propane | 4.0544 | 3.9172 | 3.7942 | 3.68 | 3.5755 | 3.4814 | 3.3962 | 3.3183 | 3.2472 | 3.1845 | 3.13 | 3.0853 | 3.0374 | 2.9866 | 2.9336 | 2.879 | 2.8235 | 2.7671 | 2.7107 | 2.6548 | 2.6003 | 2.5481 | 2.4988 | 2.4526 | 2.4094 | 2.3691 | 2.3315 | 2.2964 | 2.263 | 2.2308 | 2.1995 | 2.1689 | -1.998%
RST000:da_SolarThermal | Solar Thermal | 1.3857 | 1.5964 | 1.7366 | 1.7422 | 1.7494 | 1.7572 | 1.7658 | 1.7754 | 1.7849 | 1.7941 | 1.8031 | 1.8124 | 1.8219 | 1.8314 | 1.841 | 1.8506 | 1.8598 | 1.8686 | 1.877 | 1.8848 | 1.8929 | 1.9011 | 1.9093 | 1.9176 | 1.926 | 1.9343 | 1.9426 | 1.9508 | 1.959 | 1.967 | 1.9749 | 1.9827 | 1.162%
RST000:da_Total | Total | 125.0322 | 125.7763 | 126.5733 | 127.3927 | 128.2013 | 129.0027 | 129.8132 | 130.602 | 131.3586 | 132.1072 | 132.8512 | 133.6158 | 134.4188 | 135.198 | 135.9701 | 136.7455 | 137.5296 | 138.2942 | 139.0407 | 139.7726 | 140.4844 | 141.1968 | 141.9111 | 142.6239 | 143.347 | 144.093 | 144.8613 | 145.6469 | 146.4418 | 147.2338 | 148.0214 | 148.8018 | 0.563%
Cooking Equipment (million units) 1/
RST000:ea_Electric | Electric | 94.6972 | 95.0413 | 95.4124 | 95.7896 | 96.1508 | 96.4982 | 96.843 | 97.1623 | 97.4467 | 97.7122 | 97.9363 | 98.135 | 98.3122 | 98.4218 | 98.5552 | 98.7444 | 98.996 | 99.3003 | 99.6625 | 100.0047 | 100.3235 | 100.6321 | 100.9306 | 101.2165 | 101.4976 | 101.7827 | 102.0732 | 102.3683 | 102.6664 | 102.9638 | 103.2637 | 103.5686 | 0.2893%
RST000:ea_NaturalGas | Natural Gas | 47.0285 | 47.3859 | 47.7691 | 48.1703 | 48.5783 | 48.9942 | 49.4236 | 49.8599 | 50.3034 | 50.7608 | 51.2583 | 51.8045 | 52.4119 | 53.0645 | 53.6818 | 54.2426 | 54.7459 | 55.1742 | 55.5235 | 55.8815 | 56.2461 | 56.6241 | 57.0163 | 57.4209 | 57.8416 | 58.2807 | 58.7358 | 59.2016 | 59.6713 | 60.1372 | 60.5948 | 61.0398 | 0.8448%
RST000:ea_LiquefiedPetr | Propane | 7.0283 | 6.9823 | 6.937 | 6.8908 | 6.8437 | 6.7958 | 6.747 | 6.6956 | 6.6404 | 6.5829 | 6.5225 | 6.4601 | 6.397 | 6.3331 | 6.2741 | 6.2196 | 6.1695 | 6.1227 | 6.0794 | 6.0332 | 5.9844 | 5.9333 | 5.8807 | 5.827 | 5.773 | 5.7196 | 5.6678 | 5.6185 | 5.5718 | 5.5273 | 5.4844 | 5.4423 | -0.8216%
RST000:ea_Total | Total | 148.7541 | 149.4095 | 150.1185 | 150.8507 | 151.5728 | 152.2883 | 153.0136 | 153.7178 | 154.3905 | 155.0559 | 155.7171 | 156.3996 | 157.1211 | 157.8194 | 158.5111 | 159.2066 | 159.9113 | 160.5972 | 161.2654 | 161.9194 | 162.554 | 163.1895 | 163.8276 | 164.4644 | 165.1121 | 165.7831 | 166.4768 | 167.1883 | 167.9095 | 168.6282 | 169.3429 | 170.0508 | 0.4326%
Clothes Dryers (million units)
RST000:fa_Electric | Electric | 80.303 | 81.6222 | 82.9935 | 84.3673 | 85.7149 | 87.0367 | 88.3667 | 89.6496 | 90.8888 | 92.1204 | 93.3457 | 94.5883 | 95.8641 | 97.1199 | 98.3747 | 99.6834 | 101.0129 | 102.3364 | 103.6284 | 104.8922 | 106.1276 | 107.3529 | 108.5704 | 109.7779 | 110.9895 | 112.2186 | 113.4668 | 114.7304 | 116.001 | 117.2676 | 118.5289 | 119.7811 | 1.298%
RST000:fa_NaturalGas | Natural Gas | 18.8483 | 19.1107 | 19.3877 | 19.6779 | 19.978 | 20.291 | 20.6218 | 20.972 | 21.3418 | 21.7045 | 22.0624 | 22.4179 | 22.7726 | 23.1174 | 23.4541 | 23.781 | 24.0942 | 24.3885 | 24.6902 | 24.999 | 25.3121 | 25.6304 | 25.953 | 26.2771 | 26.6027 | 26.9303 | 27.2583 | 27.5848 | 27.9088 | 28.2283 | 28.5437 | 28.8559 | 1.383%
RST000:fa_Total | Total | 99.1513 | 100.7329 | 102.3812 | 104.0452 | 105.6929 | 107.3278 | 108.9886 | 110.6216 | 112.2307 | 113.8249 | 115.4082 | 117.0062 | 118.6367 | 120.2372 | 121.8288 | 123.4644 | 125.107 | 126.7249 | 128.3186 | 129.8912 | 131.4397 | 132.9833 | 134.5233 | 136.055 | 137.5922 | 139.1489 | 140.7251 | 142.3152 | 143.9097 | 145.4959 | 147.0726 | 148.637 | 1.315%
Other Appliances (million units)
RST000:ga_Refrigerators | Refrigerators | 165.0285 | 166.1961 | 167.4378 | 168.7106 | 169.9662 | 171.2102 | 172.4656 | 173.6883 | 174.8636 | 176.0258 | 177.1795 | 178.3615 | 179.5965 | 180.7955 | 181.9891 | 183.1902 | 184.4075 | 185.5975 | 186.7603 | 187.8999 | 189.0079 | 190.1155 | 191.2251 | 192.3302 | 193.4497 | 194.6022 | 195.7875 | 196.998 | 198.22 | 199.4357 | 200.6444 | 201.8419 | 0.6517%
RST000:ga_Freezers | Freezers | 43.5446 | 43.7861 | 44.0447 | 44.3084 | 44.5685 | 44.8264 | 45.087 | 45.3412 | 45.5854 | 45.8285 | 46.0707 | 46.3204 | 46.584 | 46.8413 | 47.1001 | 47.3616 | 47.6272 | 47.8841 | 48.1319 | 48.3711 | 48.6007 | 48.8297 | 49.0597 | 49.2904 | 49.5254 | 49.7699 | 50.0233 | 50.2842 | 50.5478 | 50.8089 | 51.0674 | 51.3221 | 0.5315%
Stock Average Equipment Efficiency
Main Space Heaters
RST000:ha_ElectricHeatP | Electric Heat Pumps (HSPF) | 8.0664 | 8.1017 | 8.1373 | 8.1735 | 8.2286 | 8.2797 | 8.3274 | 8.3714 | 8.4121 | 8.4494 | 8.4836 | 8.5146 | 8.5425 | 8.5672 | 8.5884 | 8.6063 | 8.6205 | 8.6305 | 8.636 | 8.6409 | 8.6452 | 8.6488 | 8.6517 | 8.6539 | 8.6555 | 8.6566 | 8.6573 | 8.6577 | 8.6578 | 8.6577 | 8.6575 | 8.6572 | 0.2283%
RST000:ha_NaturalGasHea | Natural Gas Heat Pumps (GCOP) | 1.3 | 1.3 | 1.3 | 1.3 | 1.3 | 1.3 | 1.3 | 1.3 | 1.3 | 1.3 | 1.3 | 1.3 | 1.3 | 1.3 | 1.3 | 1.3 | 1.3 | 1.3 | 1.3 | 1.3 | 1.3 | 1.3 | 1.3 | 1.3 | 1.3 | 1.3 | 1.3 | 1.3 | 1.3 | 1.3 | 1.3 | 1.3 | 0%
RST000:ha_GeothermalHea | Geothermal Heat Pumps (COP) | 3.3528 | 3.4063 | 3.4518 | 3.4755 | 3.4963 | 3.5159 | 3.5345 | 3.552 | 3.5674 | 3.5811 | 3.5932 | 3.6039 | 3.6134 | 3.6221 | 3.6302 | 3.6377 | 3.6446 | 3.6509 | 3.6566 | 3.6619 | 3.6666 | 3.6707 | 3.6743 | 3.6772 | 3.6795 | 3.6811 | 3.6821 | 3.6823 | 3.6826 | 3.6829 | 3.6831 | 3.6832 | 0.3036%
RST000:ha_NaturalGasFur | Natural Gas Furnace (AFUE) | 0.8156 | 0.81951 | 0.82336 | 0.82717 | 0.8311 | 0.83504 | 0.83899 | 0.84298 | 0.84668 | 0.85008 | 0.85316 | 0.85593 | 0.85839 | 0.86055 | 0.86245 | 0.86406 | 0.86541 | 0.8665 | 0.86735 | 0.86798 | 0.86837 | 0.86853 | 0.86846 | 0.86843 | 0.86842 | 0.86842 | 0.86843 | 0.86845 | 0.86848 | 0.8685 | 0.86852 | 0.86855 | 0.2031%
RST000:ha_DistillateFur | Distillate Furnace (AFUE) | 0.83301 | 0.83395 | 0.83488 | 0.83583 | 0.83676 | 0.83771 | 0.83866 | 0.83962 | 0.84053 | 0.84139 | 0.84218 | 0.84289 | 0.84355 | 0.84413 | 0.84466 | 0.84513 | 0.84553 | 0.84587 | 0.84616 | 0.84638 | 0.84655 | 0.84664 | 0.84668 | 0.84673 | 0.84678 | 0.84683 | 0.84689 | 0.84694 | 0.84698 | 0.84703 | 0.84706 | 0.84708 | 0.054%
Space Cooling
RST000:ia_ElectricHeatP | Electric Heat Pumps (SEER) | 13.6285 | 13.7513 | 13.8748 | 14.0006 | 14.1896 | 14.3639 | 14.5268 | 14.6775 | 14.8165 | 14.9441 | 15.0609 | 15.1669 | 15.2622 | 15.3463 | 15.4189 | 15.4797 | 15.5279 | 15.5619 | 15.5802 | 15.5968 | 15.6113 | 15.6236 | 15.6336 | 15.6415 | 15.6473 | 15.6513 | 15.6538 | 15.6552 | 15.6557 | 15.6557 | 15.6552 | 15.6545 | 0.4481%
RST000:ia_NaturalGasHea | Natural Gas Heat Pumps (GCOP) | 0.6 | 0.60574 | 0.61111 | 0.61708 | 0.62369 | 0.63011 | 0.63632 | 0.64231 | 0.64814 | 0.65388 | 0.65969 | 0.66569 | 0.67196 | 0.67845 | 0.68485 | 0.69063 | 0.6952 | 0.69814 | 0.69932 | 0.69982 | 0.69997 | 0.7 | 0.7 | 0.7 | 0.7 | 0.7 | 0.7 | 0.7 | 0.7 | 0.7 | 0.7 | 0.7 | 0.4985%
RST000:ia_GeothermalHea | Geothermal Heat Pumps (EER) | 15.0194 | 15.3901 | 15.7071 | 15.869 | 16.008 | 16.1412 | 16.2673 | 16.3866 | 16.4921 | 16.5852 | 16.6675 | 16.7405 | 16.8049 | 16.8641 | 16.9188 | 16.969 | 17.0149 | 17.0568 | 17.095 | 17.1296 | 17.1609 | 17.1878 | 17.2111 | 17.2306 | 17.2453 | 17.256 | 17.2622 | 17.2642 | 17.266 | 17.2676 | 17.2688 | 17.2697 | 0.4514%
RST000:ia_Cent.AirCondi | Central Air Conditioners (SEER) | 13.064 | 13.2017 | 13.3372 | 13.4707 | 13.6616 | 13.8393 | 14.0032 | 14.1524 | 14.2877 | 14.4094 | 14.5194 | 14.6173 | 14.7031 | 14.7776 | 14.8424 | 14.8972 | 14.9426 | 14.9778 | 15.0016 | 15.025 | 15.0476 | 15.0686 | 15.0879 | 15.105 | 15.1198 | 15.1322 | 15.1424 | 15.1505 | 15.1569 | 15.1619 | 15.1658 | 15.1688 | 0.483%
RST000:ia_RoomAirCondit | Room Air Conditioners (EER) | 11.0894 | 11.1527 | 11.2192 | 11.2914 | 11.3683 | 11.451 | 11.5269 | 11.5932 | 11.6496 | 11.6973 | 11.7354 | 11.7868 | 11.8237 | 11.8466 | 11.8707 | 11.8956 | 11.9205 | 11.9446 | 11.9669 | 11.9864 | 12.0023 | 12.0283 | 12.0501 | 12.0688 | 12.0851 | 12.0999 | 12.1137 | 12.1266 | 12.1385 | 12.1488 | 12.1573 | 12.1638 | 0.2988%
Water Heaters
RST000:ja_Electric(EF) | Electric (EF) | 0.90388 | 0.90899 | 0.91416 | 0.9194 | 0.92458 | 0.92975 | 0.93489 | 0.93998 | 0.94458 | 0.94873 | 0.9524 | 0.95564 | 0.95846 | 0.96084 | 0.96281 | 0.96437 | 0.96551 | 0.96627 | 0.96662 | 0.96659 | 0.96656 | 0.96654 | 0.96653 | 0.96653 | 0.96653 | 0.96654 | 0.96654 | 0.96655 | 0.96657 | 0.96658 | 0.96659 | 0.9666 | 0.2167%
RST000:ja_NaturalGas(EF | Natural Gas (EF) | 0.60261 | 0.60827 | 0.61333 | 0.6178 | 0.62167 | 0.62493 | 0.62762 | 0.62976 | 0.63136 | 0.63239 | 0.63287 | 0.6329 | 0.63293 | 0.63296 | 0.633 | 0.63305 | 0.6331 | 0.63315 | 0.6332 | 0.63326 | 0.63331 | 0.63336 | 0.63341 | 0.63345 | 0.6335 | 0.63353 | 0.63357 | 0.63361 | 0.63364 | 0.63367 | 0.6337 | 0.63374 | 0.1626%
RST000:ja_Distillate(EF | Distillate Fuel Oil (EF) | 0.56607 | 0.58214 | 0.59745 | 0.6117 | 0.62467 | 0.63601 | 0.6456 | 0.65348 | 0.65952 | 0.66364 | 0.66574 | 0.66578 | 0.66582 | 0.66586 | 0.6659 | 0.66595 | 0.666 | 0.66605 | 0.6661 | 0.66616 | 0.6662 | 0.66625 | 0.66629 | 0.66634 | 0.66638 | 0.66642 | 0.66646 | 0.66649 | 0.66653 | 0.66656 | 0.6666 | 0.66663 | 0.5289%
RST000:ja_LiquefiedPetr | Propane (EF) | 0.59545 | 0.59947 | 0.60328 | 0.60688 | 0.61018 | 0.6131 | 0.61565 | 0.61783 | 0.6196 | 0.62091 | 0.6217 | 0.62197 | 0.62225 | 0.62256 | 0.62288 | 0.62322 | 0.62358 | 0.62394 | 0.62431 | 0.62469 | 0.62506 | 0.62542 | 0.62578 | 0.62613 | 0.62647 | 0.6268 | 0.62713 | 0.62745 | 0.62777 | 0.62809 | 0.62842 | 0.62874 | 0.1757%
Other Appliances (kilowatthours per year) 2/
RST000:ka_Refrigerators | Refrigerators | 631.1706 | 621.6283 | 611.9624 | 602.1569 | 592.2748 | 582.9315 | 574.1242 | 565.8533 | 558.1055 | 550.8546 | 544.0843 | 537.8091 | 532.1093 | 526.9701 | 522.3766 | 518.3252 | 514.7896 | 511.7686 | 509.2328 | 507.2015 | 505.65 | 504.6035 | 504.0819 | 504.0699 | 504.062 | 504.056 | 504.0525 | 504.0522 | 504.0529 | 504.056 | 504.0621 | 504.0702 | -0.7227%
RST000:ka_Freezers | Freezers | 463.1705 | 458.3065 | 453.491 | 448.718 | 443.9004 | 439.0069 | 434.0407 | 429.0071 | 423.95 | 419.136 | 414.5587 | 410.2217 | 406.1073 | 402.2157 | 398.5612 | 395.1549 | 391.9824 | 389.0848 | 386.4359 | 384.0435 | 381.8919 | 379.9646 | 378.3052 | 376.8898 | 375.7549 | 374.9171 | 374.3775 | 374.1293 | 374.1242 | 374.1201 | 374.1175 | 374.1161 | -0.6864%
Building Shell Efficiency Index 3/
Space Heating
RST000:la_Pre-1998Homes | Pre-2015 Homes | 0.96927 | 0.96271 | 0.95534 | 0.94774 | 0.94002 | 0.93223 | 0.92421 | 0.916 | 0.90784 | 0.8999 | 0.89219 | 0.88433 | 0.87669 | 0.86921 | 0.86165 | 0.85408 | 0.84664 | 0.83934 | 0.83202 | 0.82467 | 0.81735 | 0.81011 | 0.80289 | 0.79568 | 0.78848 | 0.78129 | 0.77408 | 0.76689 | 0.75967 | 0.75251 | 0.74538 | 0.73828 | -0.8743%
RST000:la_NewConstructi | New Construction | 0.89037 | 0.89093 | 0.8919 | 0.89393 | 0.87478 | 0.87344 | 0.87208 | 0.87084 | 0.86973 | 0.86877 | 0.86804 | 0.86694 | 0.8662 | 0.86522 | 0.86087 | 0.85773 | 0.8544 | 0.85318 | 0.85263 | 0.85258 | 0.8529 | 0.85196 | 0.85069 | 0.8499 | 0.84839 | 0.84632 | 0.84418 | 0.84234 | 0.84171 | 0.84148 | 0.84077 | 0.84012 | -0.1872%
RST000:la_AllHomes | All Homes | 0.96527 | 0.9582 | 0.95053 | 0.94283 | 0.93498 | 0.92724 | 0.91945 | 0.91167 | 0.9041 | 0.89687 | 0.89 | 0.88312 | 0.87657 | 0.87028 | 0.86402 | 0.85784 | 0.85187 | 0.84611 | 0.84046 | 0.83489 | 0.82946 | 0.82419 | 0.81902 | 0.81396 | 0.80898 | 0.8041 | 0.79929 | 0.79458 | 0.78994 | 0.78543 | 0.78102 | 0.77672 | -0.6986%
Space Cooling
RST000:ma_Pre-1998Homes | Pre-2015 Homes | 0.9899 | 0.98782 | 0.98538 | 0.98284 | 0.98024 | 0.9776 | 0.97486 | 0.97205 | 0.96925 | 0.96652 | 0.96387 | 0.96116 | 0.95851 | 0.9559 | 0.95325 | 0.95058 | 0.94796 | 0.94539 | 0.94281 | 0.94021 | 0.93761 | 0.93504 | 0.93246 | 0.92987 | 0.92728 | 0.9247 | 0.92209 | 0.9195 | 0.91688 | 0.91427 | 0.91167 | 0.90908 | -0.2744%
RST000:ma_NewConstructi | New Construction | 0.99945 | 0.99923 | 0.99919 | 0.99953 | 0.99325 | 0.99274 | 0.99209 | 0.99179 | 0.99149 | 0.99147 | 0.99128 | 0.99089 | 0.99076 | 0.99094 | 0.98867 | 0.98684 | 0.98464 | 0.98351 | 0.98293 | 0.98252 | 0.98271 | 0.98225 | 0.98183 | 0.98197 | 0.98153 | 0.98067 | 0.97969 | 0.97901 | 0.97894 | 0.97896 | 0.97858 | 0.97816 | -0.0694%
RST000:ma_AllHomes | All Homes | 0.99028 | 0.98837 | 0.98617 | 0.98392 | 0.98158 | 0.97924 | 0.97686 | 0.97444 | 0.97206 | 0.96978 | 0.96761 | 0.96542 | 0.96331 | 0.96127 | 0.9592 | 0.95713 | 0.95511 | 0.95315 | 0.9512 | 0.94924 | 0.94731 | 0.94542 | 0.94355 | 0.94169 | 0.93986 | 0.93804 | 0.93623 | 0.93445 | 0.93267 | 0.93092 | 0.9292 | 0.92749 | -0.2111%
Distributed Generation and
Combined Heat and Power
Generating Capacity (gigawatts)
RST000:dgc_FuelsCells | Natural Gas Fuel Cells | 0 | 0 | 0 | 0 | 0 | 0 | 0 | 0 | 0 | 0 | 0 | 0 | 0 | 0 | 0 | 2e-06 | 5e-06 | 1.1e-05 | 2.2e-05 | 4.3e-05 | 8.1e-05 | 0.000151 | 0.000279 | 0.000407 | 0.000536 | 0.000666 | 0.000797 | 0.00093 | 0.001064 | 0.001197 | 0.001331 | 0.001466 | - -
RST000:dgc_SolarPhoto | Solar Photovoltaic | 15.3712 | 17.7895 | 20.1743 | 22.4945 | 24.8178 | 27.1481 | 29.4918 | 31.8571 | 34.2422 | 36.6498 | 39.0842 | 41.5558 | 44.0564 | 46.5764 | 49.119 | 51.6873 | 54.2751 | 56.878 | 59.5064 | 62.1603 | 64.8356 | 67.5412 | 70.2646 | 73.0118 | 75.7814 | 78.5734 | 81.3972 | 84.2543 | 87.1462 | 90.0681 | 93.0254 | 96.0129 | 6.088%
RST000:dgc_WindHuffHuff | Wind | 0.01408 | 0.01408 | 0.01408 | 0.01408 | 0.01408 | 0.01408 | 0.01408 | 0.01408 | 0.01408 | 0.01408 | 0.01408 | 0.01408 | 0.01408 | 0.01408 | 0.014081 | 0.014084 | 0.01409 | 0.014102 | 0.014124 | 0.014166 | 0.014242 | 0.014382 | 0.014637 | 0.014893 | 0.015151 | 0.015412 | 0.015675 | 0.01594 | 0.016207 | 0.016475 | 0.016743 | 0.017012 | 0.6121%
RST000:dgc_TotalCap | Total | 15.3853 | 17.8036 | 20.1884 | 22.5086 | 24.8319 | 27.1622 | 29.5059 | 31.8712 | 34.2562 | 36.6639 | 39.0982 | 41.5699 | 44.0705 | 46.5905 | 49.133 | 51.7014 | 54.2892 | 56.8922 | 59.5205 | 62.1745 | 64.8499 | 67.5558 | 70.2795 | 73.0271 | 75.7971 | 78.5894 | 81.4136 | 84.2711 | 87.1635 | 90.0857 | 93.0435 | 96.0314 | 6.085%
Net Generation (billion kilowatthours)
RST000:dgg_FuelCells | Natural Gas Fuel Cells | 0 | 0 | 0 | 0 | 0 | 0 | 0 | 0 | 0 | 0 | 0 | 0 | 0 | 0 | 1e-06 | 5e-06 | 1.4e-05 | 3e-05 | 6.1e-05 | 0.000119 | 0.000225 | 0.000421 | 0.000777 | 0.001134 | 0.001494 | 0.001858 | 0.002225 | 0.002595 | 0.002967 | 0.003341 | 0.003715 | 0.00409 | - -
RST000:dgg_SolarPhoto | Solar Photovoltaic | 21.7947 | 24.9297 | 28.0109 | 30.9863 | 33.9662 | 36.9575 | 39.9707 | 43.0185 | 46.0986 | 49.2154 | 52.3758 | 55.5967 | 58.8644 | 62.1639 | 65.5 | 68.8781 | 72.2884 | 75.7239 | 79.201 | 82.7202 | 86.2749 | 89.8795 | 93.5137 | 97.1868 | 100.8969 | 104.6437 | 108.4428 | 112.2963 | 116.2068 | 120.1665 | 124.1841 | 128.2514 | 5.884%
RST000:dgg_WindHuffHuff | Wind | 0.018376 | 0.018376 | 0.018376 | 0.018376 | 0.018376 | 0.018376 | 0.018376 | 0.018376 | 0.018376 | 0.018376 | 0.018376 | 0.018376 | 0.018376 | 0.018376 | 0.018377 | 0.01838 | 0.018386 | 0.018398 | 0.018421 | 0.018463 | 0.018541 | 0.018685 | 0.018947 | 0.019209 | 0.019473 | 0.01974 | 0.020009 | 0.02028 | 0.020552 | 0.020826 | 0.021099 | 0.021374 | 0.4887%
RST000:dgg_TotalGen | Total | 21.8131 | 24.948 | 28.0292 | 31.0046 | 33.9846 | 36.9759 | 39.9891 | 43.0369 | 46.117 | 49.2338 | 52.3941 | 55.615 | 58.8828 | 62.1822 | 65.5184 | 68.8965 | 72.3068 | 75.7423 | 79.2195 | 82.7388 | 86.2937 | 89.8986 | 93.5334 | 97.2072 | 100.9178 | 104.6653 | 108.465 | 112.3192 | 116.2303 | 120.1907 | 124.2089 | 128.2769 | 5.882%
Disposition
RST000:dgg_SalestoGrid | Sales to the Grid | 4.185 | 5.1154 | 6.033 | 6.9203 | 7.8101 | 8.7053 | 9.6105 | 10.5315 | 11.4686 | 12.4243 | 13.4023 | 14.4116 | 15.4457 | 16.4958 | 17.5659 | 18.6584 | 19.7688 | 20.8909 | 22.0347 | 23.2005 | 24.3818 | 25.5882 | 26.8071 | 28.0424 | 29.2927 | 30.5574 | 31.8468 | 33.1575 | 34.4899 | 35.8398 | 37.2104 | 38.5972 | 7.43%
RST000:dgg_forOwnUse | Generation for Own Use | 17.628 | 19.8326 | 21.9963 | 24.0843 | 26.1744 | 28.2706 | 30.3786 | 32.5054 | 34.6484 | 36.8095 | 38.9918 | 41.2034 | 43.4371 | 45.6864 | 47.9525 | 50.2381 | 52.538 | 54.8513 | 57.1848 | 59.5384 | 61.9119 | 64.3104 | 66.7263 | 69.1648 | 71.6251 | 74.1079 | 76.6182 | 79.1617 | 81.7404 | 84.3508 | 86.9986 | 89.6797 | 5.388%
Energy Input (trillion Btu)
RST000:dge_FuelCells | Natural Gas Fuel Cells | 0 | 0 | 0 | 0 | 0 | 0 | 0 | 0 | 0 | 0 | 0 | 0 | 0 | 3e-06 | 9e-06 | 4.1e-05 | 0.000104 | 0.000232 | 0.000467 | 0.000911 | 0.001717 | 0.003197 | 0.005894 | 0.00859 | 0.011302 | 0.014034 | 0.016785 | 0.019556 | 0.022334 | 0.025116 | 0.027898 | 0.030682 | - -
RST000:dge_SolarPhoto | Solar Photovoltaic | 188.5434 | 213.6148 | 238.9594 | 259.7205 | 279.438 | 300.0117 | 323.117 | 341.938 | 363.4401 | 387.8249 | 412.2593 | 437.474 | 466.0165 | 492.2171 | 518.3689 | 544.7263 | 570.9875 | 599.2996 | 626.8586 | 654.4747 | 682.6029 | 709.3047 | 738.3235 | 767.8042 | 802.2263 | 831.5571 | 862.3835 | 895.212 | 924.2138 | 955.4874 | 987.3817 | 1021.6647 | 5.603%
RST000:dge_WindHuffHuff | Wind | 0.17483 | 0.17336 | 0.17317 | 0.17094 | 0.16834 | 0.16643 | 0.16642 | 0.1617 | 0.16096 | 0.16056 | 0.1604 | 0.15998 | 0.1602 | 0.15984 | 0.15977 | 0.15967 | 0.15931 | 0.15926 | 0.15913 | 0.1593 | 0.1597 | 0.16047 | 0.1624 | 0.16449 | 0.16667 | 0.16865 | 0.17091 | 0.17313 | 0.17522 | 0.17733 | 0.17946 | 0.1817 | 0.1244%
RST000:dge_TotalGen | Total | 188.7183 | 213.7881 | 239.1325 | 259.8914 | 279.6063 | 300.1782 | 323.2834 | 342.0998 | 363.601 | 387.9854 | 412.4197 | 437.634 | 466.1767 | 492.377 | 518.5287 | 544.886 | 571.147 | 599.4591 | 627.0182 | 654.6349 | 682.7643 | 709.4683 | 738.4919 | 767.9773 | 802.4043 | 831.7397 | 862.5712 | 895.4047 | 924.4114 | 955.6899 | 987.589 | 1021.8771 | 5.6%
1/ Does not include microwave ovens or outdoor grills.
2/ Kilowatthours per year to run the appliance under certain test conditions as specified by the Department of Energy.
3/ The building shell efficiency index sets the space heating and space cooling value at 1.00 for an average home in 2015
(by type) in each Census division. The values listed for New Construction represent the change in heating and cooling load
based on the difference in physical size and shell attributes for a newly-constructed home (by type and Census division).
As an example, a value of 0.95 for cooling in the New Construction row equates to a cooling load 5% lower than the 2015
stock, after accounting for the physical size difference and efficiency gains from better insulation, window replacement,
or other building envelope improvements.
HSPF = Heating Seasonal Performance Factor: The total heating output of a heat pump in Btu during its normal annual usage
period for heating divided by total electric input in watt-hours during the same period.
COP = Coefficient of Performance: Energy efficiency rating measure determined, under specific testing conditions, by
dividing the energy output by the energy input.
GCOP = Gas Coefficient of Performance: Energy efficiency rating measure for natural gas heat pumps determined, under specific testing
conditions, by dividing the energy output by the energy input.
AFUE = Annual Fuel Utilization Efficiency: Efficiency rating based on average usage, including on and off cycling, as set
out in the standardized Department of Energy test procedures.
SEER = Seasonal Energy Efficiency Ratio: The total cooling of a central unitary air conditioner or a unitary heat pump in
Btu during its normal annual usage period for cooling divided by the total electric energy input in watt-hours during the same
period.
EER = Energy Efficiency Ratio: A ratio calculated by dividing the cooling capacity in Btu per hour by the power input in
watts at any given set of rating conditions, expressed in Btu per hour per watt.
EF = Efficiency Factor: Efficiency (measured in Btu out / Btu in) of water heaters under certain test conditions specified
by the U.S. Department of Energy.
Btu = British thermal unit.
- - = Not applicable.
Note: Totals may not equal sum of components due to independent rounding.
Sources: 2019: U.S. Energy Information Administration (EIA), Short-Term Energy Outlook, October 2019 and EIA,
AEO2020 National Energy Modeling System run ref2020.d112119a.Projections: EIA, AEO2020 National Energy Modeling System run ref2020.d112119a.

## NREL EF Table 22
Figure 22. Installed unit costs (left) and performance projections (right) for commercial air-source heat pumps
Figure Notes: | Installed costs include both capital and installation costs.
Year | Technology | EFS Case | Installed Cost ($/kBtu/hr) | Efficiency (COP)
2015 | Air Source Heat Pump | Moderate Advancement | 96 | 3.3
2015 | Air Source Heat Pump | Rapid Advancement | 96 | 3.3
2015 | Air Source Heat Pump | Slow Advancement | 96 | 3.3
2015 | Cold Climate Air Source Heat Pump | Moderate Advancement | 96 | 1.5
2015 | Cold Climate Air Source Heat Pump | Rapid Advancement | 96 | 1.5
2015 | Cold Climate Air Source Heat Pump | Slow Advancement | 96 | 1.5
2020 | Air Source Heat Pump | Moderate Advancement | 85 | 3.75
2020 | Air Source Heat Pump | Rapid Advancement | 80 | 4
2020 | Air Source Heat Pump | Slow Advancement | 92.8735 | 3.4
2020 | Cold Climate Air Source Heat Pump | Moderate Advancement | 85 | 2
2020 | Cold Climate Air Source Heat Pump | Rapid Advancement | 80 | 2.5
2020 | Cold Climate Air Source Heat Pump | Slow Advancement | 92.8735 | 1.75
2030 | Air Source Heat Pump | Moderate Advancement | 73 | 4
2030 | Air Source Heat Pump | Rapid Advancement | 65 | 4.5
2030 | Air Source Heat Pump | Slow Advancement | 86.9228 | 3.5
2030 | Cold Climate Air Source Heat Pump | Moderate Advancement | 73 | 2.5
2030 | Cold Climate Air Source Heat Pump | Rapid Advancement | 65 | 3
2030 | Cold Climate Air Source Heat Pump | Slow Advancement | 86.9228 | 2.1
2040 | Air Source Heat Pump | Moderate Advancement | 65 | 4.15
2040 | Air Source Heat Pump | Rapid Advancement | 60 | 4.75
2040 | Air Source Heat Pump | Slow Advancement | 81.3533 | 3.6
2040 | Cold Climate Air Source Heat Pump | Moderate Advancement | 65 | 3
2040 | Cold Climate Air Source Heat Pump | Rapid Advancement | 60 | 3
2040 | Cold Climate Air Source Heat Pump | Slow Advancement | 81.3533 | 2.5
2050 | Air Source Heat Pump | Moderate Advancement | 60.2964 | 4.25
2050 | Air Source Heat Pump | Rapid Advancement | 57.6 | 5
2050 | Air Source Heat Pump | Slow Advancement | 76.1407 | 3.7
2050 | Cold Climate Air Source Heat Pump | Moderate Advancement | 60.2964 | 3
2050 | Cold Climate Air Source Heat Pump | Rapid Advancement | 57.6 | 3
2050 | Cold Climate Air Source Heat Pump | Slow Advancement | 76.1407 | 2.75

## NREL EF Table 23
Figure 23. Installed costs (left) and performance projections (right) for commercial HPWHs
Figure Notes: | Installed costs include both capital and installation costs.
Year | Technology | EFS Case | Installed Cost ($/kBtu/hr) | Efficiency (COP)
2015 | Heat Pump Water Heater | Moderate Advancement | 310 | 2.45
2015 | Heat Pump Water Heater | Rapid Advancement | 310 | 2.45
2015 | Heat Pump Water Heater | Slow Advancement | 310 | 2.45
2020 | Heat Pump Water Heater | Moderate Advancement | 287.5178 | 3
2020 | Heat Pump Water Heater | Rapid Advancement | 281.0389 | 3
2020 | Heat Pump Water Heater | Slow Advancement | 302.8528 | 3
2030 | Heat Pump Water Heater | Moderate Advancement | 247.3266 | 3.25
2030 | Heat Pump Water Heater | Rapid Advancement | 219.5695 | 3.6
2030 | Heat Pump Water Heater | Slow Advancement | 289.049 | 3
2040 | Heat Pump Water Heater | Moderate Advancement | 212.7536 | 3.35
2040 | Heat Pump Water Heater | Rapid Advancement | 180 | 3.85
2040 | Heat Pump Water Heater | Slow Advancement | 275.8744 | 3
2050 | Heat Pump Water Heater | Moderate Advancement | 184.45 | 3.43
2050 | Heat Pump Water Heater | Rapid Advancement | 158.1 | 3.92
2050 | Heat Pump Water Heater | Slow Advancement | 263.5 | 3

## Calculations
Residential Equipment
Heating
Heating Energy Consumption per Unit per Year by Fuel (btu/unit) | 2019 | 2020 | 2021 | 2022 | 2023 | 2024 | 2025 | 2026 | 2027 | 2028 | 2029 | 2030 | 2031 | 2032 | 2033 | 2034 | 2035 | 2036 | 2037 | 2038 | 2039 | 2040 | 2041 | 2042 | 2043 | 2044 | 2045 | 2046 | 2047 | 2048 | 2049 | 2050
natural gas | 62500092.6153 | 60217628.9494 | 58201859.4929 | 57370094.3413 | 56502704.9518 | 55650704.0158 | 54743331.5071 | 53800075.3497 | 52887817.2648 | 52020903.6752 | 51223515.2837 | 50445009.1164 | 49722780.611 | 49035728.043 | 48354922.4875 | 47683025.7177 | 47052000.6477 | 46466485.5526 | 45889453.4203 | 45335047.4913 | 44795845.7346 | 44284079.6956 | 43788762.2648 | 43295264.5563 | 42811311.1549 | 42332878.3494 | 41853808.4838 | 41374998.3896 | 40899757.2811 | 40430344.7023 | 39970763.6693 | 39516271.4836
oil | 71545788.3658 | 68280005.5113 | 66089482.7427 | 65207772.9474 | 64271496.4723 | 63300478.8312 | 62363742.6232 | 61493346.2403 | 60759450.4827 | 60008315.8515 | 59284669.6446 | 58599468.1639 | 57909244.8379 | 57226162.5366 | 56539313.0495 | 55865788.6365 | 55208308.0566 | 54567228.1589 | 53950789.3054 | 53352249.8818 | 52748400.8647 | 52198369.3137 | 51641627.5211 | 51060369.9345 | 50488716.9627 | 49938501.2693 | 49380173.2291 | 48854087.6768 | 48331147.0074 | 47793707.5112 | 47274133.7049 | 46771428.5503
biomass | 159526029.7206 | 151880510.7926 | 145798523.7982 | 144627743.6966 | 143917537.8533 | 143547473.6825 | 142945070.5018 | 142509374.4401 | 141643252.2408 | 140999628.4971 | 140323205.4064 | 139424432.3775 | 138637002.2486 | 137771412.0515 | 137192275.9267 | 136522121.327 | 135829157.191 | 135099614.7383 | 134287333.1138 | 133560759.6443 | 132922574.8858 | 132086430.336 | 131375017.2137 | 131012633.3961 | 130698275.5133 | 130360155.6403 | 130279591.6252 | 130049869.1956 | 129940455.1362 | 129914292.6686 | 129876493.1133 | 129659045.975
Incremental Equipment Cost | 2017 | 2020 | 2030 | 2040 | 2050
natural gas (2017 USD) | 3050 | 2860 | 2910 | 2910 | 2910
oil (2017 USD) | 975 | 975 | 925 | 925 | 925
biomass (2017 USD) | 400 | 400 | 350 | 250 | 150
Annualized Incremental Equipment Cost | 2019 | 2020 | 2021 | 2022 | 2023 | 2024 | 2025 | 2026 | 2027 | 2028 | 2029 | 2030 | 2031 | 2032 | 2033 | 2034 | 2035 | 2036 | 2037 | 2038 | 2039 | 2040 | 2041 | 2042 | 2043 | 2044 | 2045 | 2046 | 2047 | 2048 | 2049 | 2050
natural gas (2012 USD) | 2738.1682 | 2678.8464 | 2683.5297 | 2688.213 | 2692.8963 | 2697.5796 | 2702.2629 | 2706.9462 | 2711.6295 | 2716.3128 | 2720.9961 | 2725.6794 | 2725.6794 | 2725.6794 | 2725.6794 | 2725.6794 | 2725.6794 | 2725.6794 | 2725.6794 | 2725.6794 | 2725.6794 | 2725.6794 | 2725.6794 | 2725.6794 | 2725.6794 | 2725.6794 | 2725.6794 | 2725.6794 | 2725.6794 | 2725.6794 | 2725.6794 | 2725.6794
oil (2012 USD) | 913.2431 | 913.2431 | 908.5598 | 903.8765 | 899.1932 | 894.5099 | 889.8266 | 885.1433 | 880.46 | 875.7767 | 871.0934 | 866.4101 | 866.4101 | 866.4101 | 866.4101 | 866.4101 | 866.4101 | 866.4101 | 866.4101 | 866.4101 | 866.4101 | 866.4101 | 866.4101 | 866.4101 | 866.4101 | 866.4101 | 866.4101 | 866.4101 | 866.4101 | 866.4101 | 866.4101 | 866.4101
biomass (2012 USD) | 374.6638 | 374.6638 | 369.9805 | 365.2972 | 360.6139 | 355.9306 | 351.2473 | 346.5641 | 341.8808 | 337.1975 | 332.5142 | 327.8309 | 318.4643 | 309.0977 | 299.7311 | 290.3645 | 280.9979 | 271.6313 | 262.2647 | 252.8981 | 243.5315 | 234.1649 | 224.7983 | 215.4317 | 206.0651 | 196.6985 | 187.3319 | 177.9653 | 168.5987 | 159.2321 | 149.8655 | 140.4989
Annualized Incremental Cost per BTU Shifted | 2019 | 2020 | 2021 | 2022 | 2023 | 2024 | 2025 | 2026 | 2027 | 2028 | 2029 | 2030 | 2031 | 2032 | 2033 | 2034 | 2035 | 2036 | 2037 | 2038 | 2039 | 2040 | 2041 | 2042 | 2043 | 2044 | 2045 | 2046 | 2047 | 2048 | 2049 | 2050
natural gas | 4.3811e-05 | 4.4486e-05 | 4.6107e-05 | 4.6857e-05 | 4.766e-05 | 4.8473e-05 | 4.9362e-05 | 5.0315e-05 | 5.1271e-05 | 5.2216e-05 | 5.312e-05 | 5.4033e-05 | 5.4818e-05 | 5.5586e-05 | 5.6368e-05 | 5.7162e-05 | 5.7929e-05 | 5.8659e-05 | 5.9397e-05 | 6.0123e-05 | 6.0847e-05 | 6.155e-05 | 6.2246e-05 | 6.2956e-05 | 6.3667e-05 | 6.4387e-05 | 6.5124e-05 | 6.5877e-05 | 6.6643e-05 | 6.7417e-05 | 6.8192e-05 | 6.8976e-05
oil | 1.2764e-05 | 1.3375e-05 | 1.3747e-05 | 1.3861e-05 | 1.3991e-05 | 1.4131e-05 | 1.4268e-05 | 1.4394e-05 | 1.4491e-05 | 1.4594e-05 | 1.4693e-05 | 1.4785e-05 | 1.4962e-05 | 1.514e-05 | 1.5324e-05 | 1.5509e-05 | 1.5693e-05 | 1.5878e-05 | 1.6059e-05 | 1.6239e-05 | 1.6425e-05 | 1.6598e-05 | 1.6777e-05 | 1.6968e-05 | 1.716e-05 | 1.735e-05 | 1.7546e-05 | 1.7735e-05 | 1.7927e-05 | 1.8128e-05 | 1.8327e-05 | 1.8524e-05
biomass | 2.3486e-06 | 2.4668e-06 | 2.5376e-06 | 2.5258e-06 | 2.5057e-06 | 2.4795e-06 | 2.4572e-06 | 2.4319e-06 | 2.4137e-06 | 2.3915e-06 | 2.3696e-06 | 2.3513e-06 | 2.2971e-06 | 2.2436e-06 | 2.1848e-06 | 2.1269e-06 | 2.0688e-06 | 2.0106e-06 | 1.953e-06 | 1.8935e-06 | 1.8321e-06 | 1.7728e-06 | 1.7111e-06 | 1.6444e-06 | 1.5766e-06 | 1.5089e-06 | 1.4379e-06 | 1.3684e-06 | 1.2975e-06 | 1.2257e-06 | 1.1539e-06 | 1.0836e-06
Appliances (water heaters)
Appliances Energy Consumption per Unit per Year by Fuel (btu/unit) | 2019 | 2020 | 2021 | 2022 | 2023 | 2024 | 2025 | 2026 | 2027 | 2028 | 2029 | 2030 | 2031 | 2032 | 2033 | 2034 | 2035 | 2036 | 2037 | 2038 | 2039 | 2040 | 2041 | 2042 | 2043 | 2044 | 2045 | 2046 | 2047 | 2048 | 2049 | 2050
natural gas | 16876257.0516 | 16790932.5501 | 16672923.0171 | 16567467.3431 | 16472199.6069 | 16389904.6647 | 16304375.5531 | 16215072.6672 | 16134061.6881 | 16074884.7929 | 16041530.2397 | 15993519.4745 | 15957735.1509 | 15932828.6295 | 15903150.8478 | 15869503.1484 | 15840130.4111 | 15815288.8019 | 15782958.5133 | 15745049.1639 | 15704933.1828 | 15665752.9026 | 15625708.6039 | 15586895.4374 | 15550940.7959 | 15520092.7333 | 15491644.5994 | 15466307.6195 | 15442282.7822 | 15422942.6744 | 15404864.59 | 15388289.9135
oil | 18668200.3237 | 18191120.2628 | 17741678.2108 | 17273928.1083 | 16831000.0332 | 16428245.6289 | 16084629.0561 | 15804427.2486 | 15602830.019 | 15457221.2958 | 15372224.629 | 15351006.6988 | 15320337.4928 | 15288602.4384 | 15249101.4759 | 15208987.0095 | 15168590.0749 | 15124177.2972 | 15079246.7322 | 15029709.347 | 14975561.9071 | 14927080.5696 | 14875757.8322 | 14817506.7064 | 14763240.7763 | 14716382.8195 | 14670964.5979 | 14638446.7221 | 14609181.9038 | 14581698.9606 | 14557809.847 | 14540025.8434
Incremental Equipment Cost | 2017 | 2020 | 2030 | 2040 | 2050
natural gas (2017 USD) | 150 | 150 | 150 | 150 | 150
oil (2017 USD) | -475 | -475 | -475 | -475 | -475
Annualized Incremental Equipment Cost | 2019 | 2020 | 2021 | 2022 | 2023 | 2024 | 2025 | 2026 | 2027 | 2028 | 2029 | 2030 | 2031 | 2032 | 2033 | 2034 | 2035 | 2036 | 2037 | 2038 | 2039 | 2040 | 2041 | 2042 | 2043 | 2044 | 2045 | 2046 | 2047 | 2048 | 2049 | 2050
natural gas (2012 USD) | 150 | 150 | 150 | 150 | 150 | 150 | 150 | 150 | 150 | 150 | 150 | 150 | 150 | 150 | 150 | 150 | 150 | 150 | 150 | 150 | 150 | 150 | 150 | 150 | 150 | 150 | 150 | 150 | 150 | 150 | 150 | 150
oil (2012 USD) | -475 | -475 | -475 | -475 | -475 | -475 | -475 | -475 | -475 | -475 | -475 | -475 | -475 | -475 | -475 | -475 | -475 | -475 | -475 | -475 | -475 | -475 | -475 | -475 | -475 | -475 | -475 | -475 | -475 | -475 | -475 | -475
Annualized Incremental Cost per BTU Shifted | 2019 | 2020 | 2021 | 2022 | 2023 | 2024 | 2025 | 2026 | 2027 | 2028 | 2029 | 2030 | 2031 | 2032 | 2033 | 2034 | 2035 | 2036 | 2037 | 2038 | 2039 | 2040 | 2041 | 2042 | 2043 | 2044 | 2045 | 2046 | 2047 | 2048 | 2049 | 2050
natural gas | 8.8882e-06 | 8.9334e-06 | 8.9966e-06 | 9.0539e-06 | 9.1063e-06 | 9.152e-06 | 9.2e-06 | 9.2507e-06 | 9.2971e-06 | 9.3313e-06 | 9.3507e-06 | 9.3788e-06 | 9.3998e-06 | 9.4145e-06 | 9.4321e-06 | 9.4521e-06 | 9.4696e-06 | 9.4845e-06 | 9.5039e-06 | 9.5268e-06 | 9.5511e-06 | 9.575e-06 | 9.5996e-06 | 9.6235e-06 | 9.6457e-06 | 9.6649e-06 | 9.6826e-06 | 9.6985e-06 | 9.7136e-06 | 9.7258e-06 | 9.7372e-06 | 9.7477e-06
oil | -2.5444e-05 | -2.6112e-05 | -2.6773e-05 | -2.7498e-05 | -2.8222e-05 | -2.8914e-05 | -2.9531e-05 | -3.0055e-05 | -3.0443e-05 | -3.073e-05 | -3.09e-05 | -3.0943e-05 | -3.1005e-05 | -3.1069e-05 | -3.1149e-05 | -3.1232e-05 | -3.1315e-05 | -3.1407e-05 | -3.15e-05 | -3.1604e-05 | -3.1718e-05 | -3.1821e-05 | -3.1931e-05 | -3.2057e-05 | -3.2175e-05 | -3.2277e-05 | -3.2377e-05 | -3.2449e-05 | -3.2514e-05 | -3.2575e-05 | -3.2629e-05 | -3.2668e-05
Commercial Equipment
Heating
Utilization Assumption
space heating | 8%
water heating | 25%
Installed Cost ($/kBTU/hr) | 2015 | 2017 | 2020 | 2030 | 2040 | 2050
natural gas (2017 USD) |  | 5.375 | 5.375 | 5.5 | 5.5 | 5.5
oil (2017 USD) |  | 16.5 | 16.5 | 16.5 | 16.5 | 16.5
ASHP (2016 USD) | 96 |  | 85 | 73 | 65 | 60.2964
Annualized Installed Cost ($/kBTU/hr) | 2019 | 2020 | 2021 | 2022 | 2023 | 2024 | 2025 | 2026 | 2027 | 2028 | 2029 | 2030 | 2031 | 2032 | 2033 | 2034 | 2035 | 2036 | 2037 | 2038 | 2039 | 2040 | 2041 | 2042 | 2043 | 2044 | 2045 | 2046 | 2047 | 2048 | 2049 | 2050
natural gas (2012 USD) | 5.0345 | 5.0345 | 5.0463 | 5.058 | 5.0697 | 5.0814 | 5.0931 | 5.1048 | 5.1165 | 5.1282 | 5.1399 | 5.1516 | 5.1516 | 5.1516 | 5.1516 | 5.1516 | 5.1516 | 5.1516 | 5.1516 | 5.1516 | 5.1516 | 5.1516 | 5.1516 | 5.1516 | 5.1516 | 5.1516 | 5.1516 | 5.1516 | 5.1516 | 5.1516 | 5.1516 | 5.1516
oil (2012 USD) | 15.4549 | 15.4549 | 15.4549 | 15.4549 | 15.4549 | 15.4549 | 15.4549 | 15.4549 | 15.4549 | 15.4549 | 15.4549 | 15.4549 | 15.4549 | 15.4549 | 15.4549 | 15.4549 | 15.4549 | 15.4549 | 15.4549 | 15.4549 | 15.4549 | 15.4549 | 15.4549 | 15.4549 | 15.4549 | 15.4549 | 15.4549 | 15.4549 | 15.4549 | 15.4549 | 15.4549 | 15.4549
ASHP (2012 USD) | 83.4167 | 81.3122 | 80.1642 | 79.0163 | 77.8684 | 76.7204 | 75.5725 | 74.4246 | 73.2766 | 72.1287 | 70.9807 | 69.8328 | 68.6996 | 68.092 | 67.4844 | 66.8768 | 66.2691 | 65.6615 | 65.0539 | 64.4463 | 63.8386 | 63.231 | 62.6234 | 62.0158 | 61.4081 | 60.8005 | 60.1929 | 59.5853 | 58.9776 | 58.37 | 57.7624 | 57.1548
Annualized Incremental Capital Cost per BTU Shifted | 2019 | 2020 | 2021 | 2022 | 2023 | 2024 | 2025 | 2026 | 2027 | 2028 | 2029 | 2030 | 2031 | 2032 | 2033 | 2034 | 2035 | 2036 | 2037 | 2038 | 2039 | 2040 | 2041 | 2042 | 2043 | 2044 | 2045 | 2046 | 2047 | 2048 | 2049 | 2050
natural gas | 0.00011185 | 0.00010884 | 0.00010719 | 0.00010553 | 0.00010388 | 0.00010222 | 0.00010057 | 9.8915e-05 | 9.726e-05 | 9.5606e-05 | 9.3951e-05 | 9.2296e-05 | 9.0679e-05 | 8.9812e-05 | 8.8945e-05 | 8.8078e-05 | 8.7211e-05 | 8.6344e-05 | 8.5477e-05 | 8.461e-05 | 8.3743e-05 | 8.2876e-05 | 8.2009e-05 | 8.1142e-05 | 8.0275e-05 | 7.9408e-05 | 7.8541e-05 | 7.7674e-05 | 7.6807e-05 | 7.5939e-05 | 7.5072e-05 | 7.4205e-05
oil | 9.6978e-05 | 9.3974e-05 | 9.2336e-05 | 9.0698e-05 | 8.906e-05 | 8.7422e-05 | 8.5784e-05 | 8.4146e-05 | 8.2508e-05 | 8.087e-05 | 7.9232e-05 | 7.7594e-05 | 7.5977e-05 | 7.511e-05 | 7.4243e-05 | 7.3376e-05 | 7.2509e-05 | 7.1642e-05 | 7.0775e-05 | 6.9908e-05 | 6.9041e-05 | 6.8174e-05 | 6.7307e-05 | 6.644e-05 | 6.5573e-05 | 6.4706e-05 | 6.3838e-05 | 6.2971e-05 | 6.2104e-05 | 6.1237e-05 | 6.037e-05 | 5.9503e-05
Appliances (water heaters)
Utilization Assumption
space heating | 8%
water heating | 25%
Installed Cost ($/kBTU/hr) | 2015 | 2017 | 2020 | 2030 | 2040 | 2050
natural gas (2017 USD) |  | 19.4724 | 19.4724 | 19.4724 | 19.4724 | 19.4724
oil (2017 USD) |  | 17.3333 | 17.3333 | 17.3333 | 17.3333 | 17.3333
ASHP (2016 USD) | 310 |  | 287.5178 | 247.3266 | 212.7536 | 184.45
Annualized Installed Cost ($/kBTU/hr) | 2019 | 2020 | 2021 | 2022 | 2023 | 2024 | 2025 | 2026 | 2027 | 2028 | 2029 | 2030 | 2031 | 2032 | 2033 | 2034 | 2035 | 2036 | 2037 | 2038 | 2039 | 2040 | 2041 | 2042 | 2043 | 2044 | 2045 | 2046 | 2047 | 2048 | 2049 | 2050
natural gas (2012 USD) | 18.239 | 18.239 | 18.239 | 18.239 | 18.239 | 18.239 | 18.239 | 18.239 | 18.239 | 18.239 | 18.239 | 18.239 | 18.239 | 18.239 | 18.239 | 18.239 | 18.239 | 18.239 | 18.239 | 18.239 | 18.239 | 18.239 | 18.239 | 18.239 | 18.239 | 18.239 | 18.239 | 18.239 | 18.239 | 18.239 | 18.239 | 18.239
oil (2012 USD) | 16.2354 | 16.2354 | 16.2354 | 16.2354 | 16.2354 | 16.2354 | 16.2354 | 16.2354 | 16.2354 | 16.2354 | 16.2354 | 16.2354 | 16.2354 | 16.2354 | 16.2354 | 16.2354 | 16.2354 | 16.2354 | 16.2354 | 16.2354 | 16.2354 | 16.2354 | 16.2354 | 16.2354 | 16.2354 | 16.2354 | 16.2354 | 16.2354 | 16.2354 | 16.2354 | 16.2354 | 16.2354
ASHP (2012 USD) | 279.3449 | 275.0435 | 271.1988 | 267.354 | 263.5093 | 259.6645 | 255.8198 | 251.975 | 248.1303 | 244.2855 | 240.4408 | 236.5961 | 232.5891 | 229.5816 | 226.5742 | 223.5668 | 220.5593 | 217.5519 | 214.5445 | 211.537 | 208.5296 | 205.5222 | 202.5147 | 199.5073 | 196.4999 | 193.4924 | 190.485 | 187.4776 | 184.4701 | 181.4627 | 178.4553 | 175.4479
Annualized Incremental Capital Cost per BTU Shifted | 2019 | 2020 | 2021 | 2022 | 2023 | 2024 | 2025 | 2026 | 2027 | 2028 | 2029 | 2030 | 2031 | 2032 | 2033 | 2034 | 2035 | 2036 | 2037 | 2038 | 2039 | 2040 | 2041 | 2042 | 2043 | 2044 | 2045 | 2046 | 2047 | 2048 | 2049 | 2050
natural gas | 0.00011923 | 0.00011726 | 0.00011551 | 0.00011375 | 0.000112 | 0.00011024 | 0.00010848 | 0.00010673 | 0.00010497 | 0.00010322 | 0.00010146 | 9.9706e-05 | 9.7877e-05 | 9.6503e-05 | 9.513e-05 | 9.3757e-05 | 9.2384e-05 | 9.101e-05 | 8.9637e-05 | 8.8264e-05 | 8.6891e-05 | 8.5517e-05 | 8.4144e-05 | 8.2771e-05 | 8.1398e-05 | 8.0024e-05 | 7.8651e-05 | 7.7278e-05 | 7.5905e-05 | 7.4531e-05 | 7.3158e-05 | 7.1785e-05
oil | 0.00012014 | 0.00011818 | 0.00011642 | 0.00011467 | 0.00011291 | 0.00011115 | 0.0001094 | 0.00010764 | 0.00010589 | 0.00010413 | 0.00010238 | 0.00010062 | 9.8792e-05 | 9.7418e-05 | 9.6045e-05 | 9.4672e-05 | 9.3299e-05 | 9.1925e-05 | 9.0552e-05 | 8.9179e-05 | 8.7806e-05 | 8.6432e-05 | 8.5059e-05 | 8.3686e-05 | 8.2313e-05 | 8.0939e-05 | 7.9566e-05 | 7.8193e-05 | 7.682e-05 | 7.5446e-05 | 7.4073e-05 | 7.27e-05

## ICpUEfEBE-urb-res-heating
Unit: $/(BTU/yr) - a measure of capacity of the fuel-burning equipment that would have been purchased in the absence of an electrification policy | 2019 | 2020 | 2021 | 2022 | 2023 | 2024 | 2025 | 2026 | 2027 | 2028 | 2029 | 2030 | 2031 | 2032 | 2033 | 2034 | 2035 | 2036 | 2037 | 2038 | 2039 | 2040 | 2041 | 2042 | 2043 | 2044 | 2045 | 2046 | 2047 | 2048 | 2049 | 2050
electricity | 0 | 0 | 0 | 0 | 0 | 0 | 0 | 0 | 0 | 0 | 0 | 0 | 0 | 0 | 0 | 0 | 0 | 0 | 0 | 0 | 0 | 0 | 0 | 0 | 0 | 0 | 0 | 0 | 0 | 0 | 0 | 0
coal | 4.3811e-05 | 4.4486e-05 | 4.6107e-05 | 4.6857e-05 | 4.766e-05 | 4.8473e-05 | 4.9362e-05 | 5.0315e-05 | 5.1271e-05 | 5.2216e-05 | 5.312e-05 | 5.4033e-05 | 5.4818e-05 | 5.5586e-05 | 5.6368e-05 | 5.7162e-05 | 5.7929e-05 | 5.8659e-05 | 5.9397e-05 | 6.0123e-05 | 6.0847e-05 | 6.155e-05 | 6.2246e-05 | 6.2956e-05 | 6.3667e-05 | 6.4387e-05 | 6.5124e-05 | 6.5877e-05 | 6.6643e-05 | 6.7417e-05 | 6.8192e-05 | 6.8976e-05
natural gas | 4.3811e-05 | 4.4486e-05 | 4.6107e-05 | 4.6857e-05 | 4.766e-05 | 4.8473e-05 | 4.9362e-05 | 5.0315e-05 | 5.1271e-05 | 5.2216e-05 | 5.312e-05 | 5.4033e-05 | 5.4818e-05 | 5.5586e-05 | 5.6368e-05 | 5.7162e-05 | 5.7929e-05 | 5.8659e-05 | 5.9397e-05 | 6.0123e-05 | 6.0847e-05 | 6.155e-05 | 6.2246e-05 | 6.2956e-05 | 6.3667e-05 | 6.4387e-05 | 6.5124e-05 | 6.5877e-05 | 6.6643e-05 | 6.7417e-05 | 6.8192e-05 | 6.8976e-05
petroleum diesel | 1.2764e-05 | 1.3375e-05 | 1.3747e-05 | 1.3861e-05 | 1.3991e-05 | 1.4131e-05 | 1.4268e-05 | 1.4394e-05 | 1.4491e-05 | 1.4594e-05 | 1.4693e-05 | 1.4785e-05 | 1.4962e-05 | 1.514e-05 | 1.5324e-05 | 1.5509e-05 | 1.5693e-05 | 1.5878e-05 | 1.6059e-05 | 1.6239e-05 | 1.6425e-05 | 1.6598e-05 | 1.6777e-05 | 1.6968e-05 | 1.716e-05 | 1.735e-05 | 1.7546e-05 | 1.7735e-05 | 1.7927e-05 | 1.8128e-05 | 1.8327e-05 | 1.8524e-05
heat | 4.3811e-05 | 4.4486e-05 | 4.6107e-05 | 4.6857e-05 | 4.766e-05 | 4.8473e-05 | 4.9362e-05 | 5.0315e-05 | 5.1271e-05 | 5.2216e-05 | 5.312e-05 | 5.4033e-05 | 5.4818e-05 | 5.5586e-05 | 5.6368e-05 | 5.7162e-05 | 5.7929e-05 | 5.8659e-05 | 5.9397e-05 | 6.0123e-05 | 6.0847e-05 | 6.155e-05 | 6.2246e-05 | 6.2956e-05 | 6.3667e-05 | 6.4387e-05 | 6.5124e-05 | 6.5877e-05 | 6.6643e-05 | 6.7417e-05 | 6.8192e-05 | 6.8976e-05
biomass | 2.3486e-06 | 2.4668e-06 | 2.5376e-06 | 2.5258e-06 | 2.5057e-06 | 2.4795e-06 | 2.4572e-06 | 2.4319e-06 | 2.4137e-06 | 2.3915e-06 | 2.3696e-06 | 2.3513e-06 | 2.2971e-06 | 2.2436e-06 | 2.1848e-06 | 2.1269e-06 | 2.0688e-06 | 2.0106e-06 | 1.953e-06 | 1.8935e-06 | 1.8321e-06 | 1.7728e-06 | 1.7111e-06 | 1.6444e-06 | 1.5766e-06 | 1.5089e-06 | 1.4379e-06 | 1.3684e-06 | 1.2975e-06 | 1.2257e-06 | 1.1539e-06 | 1.0836e-06
kerosene | 1.2764e-05 | 1.3375e-05 | 1.3747e-05 | 1.3861e-05 | 1.3991e-05 | 1.4131e-05 | 1.4268e-05 | 1.4394e-05 | 1.4491e-05 | 1.4594e-05 | 1.4693e-05 | 1.4785e-05 | 1.4962e-05 | 1.514e-05 | 1.5324e-05 | 1.5509e-05 | 1.5693e-05 | 1.5878e-05 | 1.6059e-05 | 1.6239e-05 | 1.6425e-05 | 1.6598e-05 | 1.6777e-05 | 1.6968e-05 | 1.716e-05 | 1.735e-05 | 1.7546e-05 | 1.7735e-05 | 1.7927e-05 | 1.8128e-05 | 1.8327e-05 | 1.8524e-05
heavy or residual fuel oil | 1.2764e-05 | 1.3375e-05 | 1.3747e-05 | 1.3861e-05 | 1.3991e-05 | 1.4131e-05 | 1.4268e-05 | 1.4394e-05 | 1.4491e-05 | 1.4594e-05 | 1.4693e-05 | 1.4785e-05 | 1.4962e-05 | 1.514e-05 | 1.5324e-05 | 1.5509e-05 | 1.5693e-05 | 1.5878e-05 | 1.6059e-05 | 1.6239e-05 | 1.6425e-05 | 1.6598e-05 | 1.6777e-05 | 1.6968e-05 | 1.716e-05 | 1.735e-05 | 1.7546e-05 | 1.7735e-05 | 1.7927e-05 | 1.8128e-05 | 1.8327e-05 | 1.8524e-05
LPG propane or butane | 4.3811e-05 | 4.4486e-05 | 4.6107e-05 | 4.6857e-05 | 4.766e-05 | 4.8473e-05 | 4.9362e-05 | 5.0315e-05 | 5.1271e-05 | 5.2216e-05 | 5.312e-05 | 5.4033e-05 | 5.4818e-05 | 5.5586e-05 | 5.6368e-05 | 5.7162e-05 | 5.7929e-05 | 5.8659e-05 | 5.9397e-05 | 6.0123e-05 | 6.0847e-05 | 6.155e-05 | 6.2246e-05 | 6.2956e-05 | 6.3667e-05 | 6.4387e-05 | 6.5124e-05 | 6.5877e-05 | 6.6643e-05 | 6.7417e-05 | 6.8192e-05 | 6.8976e-05
hydrogen | 4.3811e-05 | 4.4486e-05 | 4.6107e-05 | 4.6857e-05 | 4.766e-05 | 4.8473e-05 | 4.9362e-05 | 5.0315e-05 | 5.1271e-05 | 5.2216e-05 | 5.312e-05 | 5.4033e-05 | 5.4818e-05 | 5.5586e-05 | 5.6368e-05 | 5.7162e-05 | 5.7929e-05 | 5.8659e-05 | 5.9397e-05 | 6.0123e-05 | 6.0847e-05 | 6.155e-05 | 6.2246e-05 | 6.2956e-05 | 6.3667e-05 | 6.4387e-05 | 6.5124e-05 | 6.5877e-05 | 6.6643e-05 | 6.7417e-05 | 6.8192e-05 | 6.8976e-05

## ICpUEfEBE-urb-res-appl
Unit: $/(BTU/yr) - a measure of capacity of the fuel-burning equipment that would have been purchased in the absence of an electrification policy | 2019 | 2020 | 2021 | 2022 | 2023 | 2024 | 2025 | 2026 | 2027 | 2028 | 2029 | 2030 | 2031 | 2032 | 2033 | 2034 | 2035 | 2036 | 2037 | 2038 | 2039 | 2040 | 2041 | 2042 | 2043 | 2044 | 2045 | 2046 | 2047 | 2048 | 2049 | 2050
electricity | 0 | 0 | 0 | 0 | 0 | 0 | 0 | 0 | 0 | 0 | 0 | 0 | 0 | 0 | 0 | 0 | 0 | 0 | 0 | 0 | 0 | 0 | 0 | 0 | 0 | 0 | 0 | 0 | 0 | 0 | 0 | 0
coal | 8.8882e-06 | 8.9334e-06 | 8.9966e-06 | 9.0539e-06 | 9.1063e-06 | 9.152e-06 | 9.2e-06 | 9.2507e-06 | 9.2971e-06 | 9.3313e-06 | 9.3507e-06 | 9.3788e-06 | 9.3998e-06 | 9.4145e-06 | 9.4321e-06 | 9.4521e-06 | 9.4696e-06 | 9.4845e-06 | 9.5039e-06 | 9.5268e-06 | 9.5511e-06 | 9.575e-06 | 9.5996e-06 | 9.6235e-06 | 9.6457e-06 | 9.6649e-06 | 9.6826e-06 | 9.6985e-06 | 9.7136e-06 | 9.7258e-06 | 9.7372e-06 | 9.7477e-06
natural gas | 8.8882e-06 | 8.9334e-06 | 8.9966e-06 | 9.0539e-06 | 9.1063e-06 | 9.152e-06 | 9.2e-06 | 9.2507e-06 | 9.2971e-06 | 9.3313e-06 | 9.3507e-06 | 9.3788e-06 | 9.3998e-06 | 9.4145e-06 | 9.4321e-06 | 9.4521e-06 | 9.4696e-06 | 9.4845e-06 | 9.5039e-06 | 9.5268e-06 | 9.5511e-06 | 9.575e-06 | 9.5996e-06 | 9.6235e-06 | 9.6457e-06 | 9.6649e-06 | 9.6826e-06 | 9.6985e-06 | 9.7136e-06 | 9.7258e-06 | 9.7372e-06 | 9.7477e-06
petroleum diesel | -2.5444e-05 | -2.6112e-05 | -2.6773e-05 | -2.7498e-05 | -2.8222e-05 | -2.8914e-05 | -2.9531e-05 | -3.0055e-05 | -3.0443e-05 | -3.073e-05 | -3.09e-05 | -3.0943e-05 | -3.1005e-05 | -3.1069e-05 | -3.1149e-05 | -3.1232e-05 | -3.1315e-05 | -3.1407e-05 | -3.15e-05 | -3.1604e-05 | -3.1718e-05 | -3.1821e-05 | -3.1931e-05 | -3.2057e-05 | -3.2175e-05 | -3.2277e-05 | -3.2377e-05 | -3.2449e-05 | -3.2514e-05 | -3.2575e-05 | -3.2629e-05 | -3.2668e-05
heat | 8.8882e-06 | 8.9334e-06 | 8.9966e-06 | 9.0539e-06 | 9.1063e-06 | 9.152e-06 | 9.2e-06 | 9.2507e-06 | 9.2971e-06 | 9.3313e-06 | 9.3507e-06 | 9.3788e-06 | 9.3998e-06 | 9.4145e-06 | 9.4321e-06 | 9.4521e-06 | 9.4696e-06 | 9.4845e-06 | 9.5039e-06 | 9.5268e-06 | 9.5511e-06 | 9.575e-06 | 9.5996e-06 | 9.6235e-06 | 9.6457e-06 | 9.6649e-06 | 9.6826e-06 | 9.6985e-06 | 9.7136e-06 | 9.7258e-06 | 9.7372e-06 | 9.7477e-06
biomass | -2.5444e-05 | -2.6112e-05 | -2.6773e-05 | -2.7498e-05 | -2.8222e-05 | -2.8914e-05 | -2.9531e-05 | -3.0055e-05 | -3.0443e-05 | -3.073e-05 | -3.09e-05 | -3.0943e-05 | -3.1005e-05 | -3.1069e-05 | -3.1149e-05 | -3.1232e-05 | -3.1315e-05 | -3.1407e-05 | -3.15e-05 | -3.1604e-05 | -3.1718e-05 | -3.1821e-05 | -3.1931e-05 | -3.2057e-05 | -3.2175e-05 | -3.2277e-05 | -3.2377e-05 | -3.2449e-05 | -3.2514e-05 | -3.2575e-05 | -3.2629e-05 | -3.2668e-05
kerosene | -2.5444e-05 | -2.6112e-05 | -2.6773e-05 | -2.7498e-05 | -2.8222e-05 | -2.8914e-05 | -2.9531e-05 | -3.0055e-05 | -3.0443e-05 | -3.073e-05 | -3.09e-05 | -3.0943e-05 | -3.1005e-05 | -3.1069e-05 | -3.1149e-05 | -3.1232e-05 | -3.1315e-05 | -3.1407e-05 | -3.15e-05 | -3.1604e-05 | -3.1718e-05 | -3.1821e-05 | -3.1931e-05 | -3.2057e-05 | -3.2175e-05 | -3.2277e-05 | -3.2377e-05 | -3.2449e-05 | -3.2514e-05 | -3.2575e-05 | -3.2629e-05 | -3.2668e-05
heavy or residual fuel oil | -2.5444e-05 | -2.6112e-05 | -2.6773e-05 | -2.7498e-05 | -2.8222e-05 | -2.8914e-05 | -2.9531e-05 | -3.0055e-05 | -3.0443e-05 | -3.073e-05 | -3.09e-05 | -3.0943e-05 | -3.1005e-05 | -3.1069e-05 | -3.1149e-05 | -3.1232e-05 | -3.1315e-05 | -3.1407e-05 | -3.15e-05 | -3.1604e-05 | -3.1718e-05 | -3.1821e-05 | -3.1931e-05 | -3.2057e-05 | -3.2175e-05 | -3.2277e-05 | -3.2377e-05 | -3.2449e-05 | -3.2514e-05 | -3.2575e-05 | -3.2629e-05 | -3.2668e-05
LPG propane or butane | 8.8882e-06 | 8.9334e-06 | 8.9966e-06 | 9.0539e-06 | 9.1063e-06 | 9.152e-06 | 9.2e-06 | 9.2507e-06 | 9.2971e-06 | 9.3313e-06 | 9.3507e-06 | 9.3788e-06 | 9.3998e-06 | 9.4145e-06 | 9.4321e-06 | 9.4521e-06 | 9.4696e-06 | 9.4845e-06 | 9.5039e-06 | 9.5268e-06 | 9.5511e-06 | 9.575e-06 | 9.5996e-06 | 9.6235e-06 | 9.6457e-06 | 9.6649e-06 | 9.6826e-06 | 9.6985e-06 | 9.7136e-06 | 9.7258e-06 | 9.7372e-06 | 9.7477e-06
hydrogen | 8.8882e-06 | 8.9334e-06 | 8.9966e-06 | 9.0539e-06 | 9.1063e-06 | 9.152e-06 | 9.2e-06 | 9.2507e-06 | 9.2971e-06 | 9.3313e-06 | 9.3507e-06 | 9.3788e-06 | 9.3998e-06 | 9.4145e-06 | 9.4321e-06 | 9.4521e-06 | 9.4696e-06 | 9.4845e-06 | 9.5039e-06 | 9.5268e-06 | 9.5511e-06 | 9.575e-06 | 9.5996e-06 | 9.6235e-06 | 9.6457e-06 | 9.6649e-06 | 9.6826e-06 | 9.6985e-06 | 9.7136e-06 | 9.7258e-06 | 9.7372e-06 | 9.7477e-06

## ICpUEfEBE-urb-res-other
Unit: $/(BTU/yr) - a measure of capacity of the fuel-burning equipment that would have been purchased in the absence of an electrification policy | 2019 | 2020 | 2021 | 2022 | 2023 | 2024 | 2025 | 2026 | 2027 | 2028 | 2029 | 2030 | 2031 | 2032 | 2033 | 2034 | 2035 | 2036 | 2037 | 2038 | 2039 | 2040 | 2041 | 2042 | 2043 | 2044 | 2045 | 2046 | 2047 | 2048 | 2049 | 2050
electricity | 0 | 0 | 0 | 0 | 0 | 0 | 0 | 0 | 0 | 0 | 0 | 0 | 0 | 0 | 0 | 0 | 0 | 0 | 0 | 0 | 0 | 0 | 0 | 0 | 0 | 0 | 0 | 0 | 0 | 0 | 0 | 0
coal | 8.8882e-06 | 8.9334e-06 | 8.9966e-06 | 9.0539e-06 | 9.1063e-06 | 9.152e-06 | 9.2e-06 | 9.2507e-06 | 9.2971e-06 | 9.3313e-06 | 9.3507e-06 | 9.3788e-06 | 9.3998e-06 | 9.4145e-06 | 9.4321e-06 | 9.4521e-06 | 9.4696e-06 | 9.4845e-06 | 9.5039e-06 | 9.5268e-06 | 9.5511e-06 | 9.575e-06 | 9.5996e-06 | 9.6235e-06 | 9.6457e-06 | 9.6649e-06 | 9.6826e-06 | 9.6985e-06 | 9.7136e-06 | 9.7258e-06 | 9.7372e-06 | 9.7477e-06
natural gas | 8.8882e-06 | 8.9334e-06 | 8.9966e-06 | 9.0539e-06 | 9.1063e-06 | 9.152e-06 | 9.2e-06 | 9.2507e-06 | 9.2971e-06 | 9.3313e-06 | 9.3507e-06 | 9.3788e-06 | 9.3998e-06 | 9.4145e-06 | 9.4321e-06 | 9.4521e-06 | 9.4696e-06 | 9.4845e-06 | 9.5039e-06 | 9.5268e-06 | 9.5511e-06 | 9.575e-06 | 9.5996e-06 | 9.6235e-06 | 9.6457e-06 | 9.6649e-06 | 9.6826e-06 | 9.6985e-06 | 9.7136e-06 | 9.7258e-06 | 9.7372e-06 | 9.7477e-06
petroleum diesel | -2.5444e-05 | -2.6112e-05 | -2.6773e-05 | -2.7498e-05 | -2.8222e-05 | -2.8914e-05 | -2.9531e-05 | -3.0055e-05 | -3.0443e-05 | -3.073e-05 | -3.09e-05 | -3.0943e-05 | -3.1005e-05 | -3.1069e-05 | -3.1149e-05 | -3.1232e-05 | -3.1315e-05 | -3.1407e-05 | -3.15e-05 | -3.1604e-05 | -3.1718e-05 | -3.1821e-05 | -3.1931e-05 | -3.2057e-05 | -3.2175e-05 | -3.2277e-05 | -3.2377e-05 | -3.2449e-05 | -3.2514e-05 | -3.2575e-05 | -3.2629e-05 | -3.2668e-05
heat | 8.8882e-06 | 8.9334e-06 | 8.9966e-06 | 9.0539e-06 | 9.1063e-06 | 9.152e-06 | 9.2e-06 | 9.2507e-06 | 9.2971e-06 | 9.3313e-06 | 9.3507e-06 | 9.3788e-06 | 9.3998e-06 | 9.4145e-06 | 9.4321e-06 | 9.4521e-06 | 9.4696e-06 | 9.4845e-06 | 9.5039e-06 | 9.5268e-06 | 9.5511e-06 | 9.575e-06 | 9.5996e-06 | 9.6235e-06 | 9.6457e-06 | 9.6649e-06 | 9.6826e-06 | 9.6985e-06 | 9.7136e-06 | 9.7258e-06 | 9.7372e-06 | 9.7477e-06
biomass | -2.5444e-05 | -2.6112e-05 | -2.6773e-05 | -2.7498e-05 | -2.8222e-05 | -2.8914e-05 | -2.9531e-05 | -3.0055e-05 | -3.0443e-05 | -3.073e-05 | -3.09e-05 | -3.0943e-05 | -3.1005e-05 | -3.1069e-05 | -3.1149e-05 | -3.1232e-05 | -3.1315e-05 | -3.1407e-05 | -3.15e-05 | -3.1604e-05 | -3.1718e-05 | -3.1821e-05 | -3.1931e-05 | -3.2057e-05 | -3.2175e-05 | -3.2277e-05 | -3.2377e-05 | -3.2449e-05 | -3.2514e-05 | -3.2575e-05 | -3.2629e-05 | -3.2668e-05
kerosene | -2.5444e-05 | -2.6112e-05 | -2.6773e-05 | -2.7498e-05 | -2.8222e-05 | -2.8914e-05 | -2.9531e-05 | -3.0055e-05 | -3.0443e-05 | -3.073e-05 | -3.09e-05 | -3.0943e-05 | -3.1005e-05 | -3.1069e-05 | -3.1149e-05 | -3.1232e-05 | -3.1315e-05 | -3.1407e-05 | -3.15e-05 | -3.1604e-05 | -3.1718e-05 | -3.1821e-05 | -3.1931e-05 | -3.2057e-05 | -3.2175e-05 | -3.2277e-05 | -3.2377e-05 | -3.2449e-05 | -3.2514e-05 | -3.2575e-05 | -3.2629e-05 | -3.2668e-05
heavy or residual fuel oil | -2.5444e-05 | -2.6112e-05 | -2.6773e-05 | -2.7498e-05 | -2.8222e-05 | -2.8914e-05 | -2.9531e-05 | -3.0055e-05 | -3.0443e-05 | -3.073e-05 | -3.09e-05 | -3.0943e-05 | -3.1005e-05 | -3.1069e-05 | -3.1149e-05 | -3.1232e-05 | -3.1315e-05 | -3.1407e-05 | -3.15e-05 | -3.1604e-05 | -3.1718e-05 | -3.1821e-05 | -3.1931e-05 | -3.2057e-05 | -3.2175e-05 | -3.2277e-05 | -3.2377e-05 | -3.2449e-05 | -3.2514e-05 | -3.2575e-05 | -3.2629e-05 | -3.2668e-05
LPG propane or butane | 8.8882e-06 | 8.9334e-06 | 8.9966e-06 | 9.0539e-06 | 9.1063e-06 | 9.152e-06 | 9.2e-06 | 9.2507e-06 | 9.2971e-06 | 9.3313e-06 | 9.3507e-06 | 9.3788e-06 | 9.3998e-06 | 9.4145e-06 | 9.4321e-06 | 9.4521e-06 | 9.4696e-06 | 9.4845e-06 | 9.5039e-06 | 9.5268e-06 | 9.5511e-06 | 9.575e-06 | 9.5996e-06 | 9.6235e-06 | 9.6457e-06 | 9.6649e-06 | 9.6826e-06 | 9.6985e-06 | 9.7136e-06 | 9.7258e-06 | 9.7372e-06 | 9.7477e-06
hydrogen | 8.8882e-06 | 8.9334e-06 | 8.9966e-06 | 9.0539e-06 | 9.1063e-06 | 9.152e-06 | 9.2e-06 | 9.2507e-06 | 9.2971e-06 | 9.3313e-06 | 9.3507e-06 | 9.3788e-06 | 9.3998e-06 | 9.4145e-06 | 9.4321e-06 | 9.4521e-06 | 9.4696e-06 | 9.4845e-06 | 9.5039e-06 | 9.5268e-06 | 9.5511e-06 | 9.575e-06 | 9.5996e-06 | 9.6235e-06 | 9.6457e-06 | 9.6649e-06 | 9.6826e-06 | 9.6985e-06 | 9.7136e-06 | 9.7258e-06 | 9.7372e-06 | 9.7477e-06

## ICpUEfEBE-rur-res-heating
Unit: $/(BTU/yr) - a measure of capacity of the fuel-burning equipment that would have been purchased in the absence of an electrification policy | 2019 | 2020 | 2021 | 2022 | 2023 | 2024 | 2025 | 2026 | 2027 | 2028 | 2029 | 2030 | 2031 | 2032 | 2033 | 2034 | 2035 | 2036 | 2037 | 2038 | 2039 | 2040 | 2041 | 2042 | 2043 | 2044 | 2045 | 2046 | 2047 | 2048 | 2049 | 2050
electricity | 0 | 0 | 0 | 0 | 0 | 0 | 0 | 0 | 0 | 0 | 0 | 0 | 0 | 0 | 0 | 0 | 0 | 0 | 0 | 0 | 0 | 0 | 0 | 0 | 0 | 0 | 0 | 0 | 0 | 0 | 0 | 0
coal | 4.3811e-05 | 4.4486e-05 | 4.6107e-05 | 4.6857e-05 | 4.766e-05 | 4.8473e-05 | 4.9362e-05 | 5.0315e-05 | 5.1271e-05 | 5.2216e-05 | 5.312e-05 | 5.4033e-05 | 5.4818e-05 | 5.5586e-05 | 5.6368e-05 | 5.7162e-05 | 5.7929e-05 | 5.8659e-05 | 5.9397e-05 | 6.0123e-05 | 6.0847e-05 | 6.155e-05 | 6.2246e-05 | 6.2956e-05 | 6.3667e-05 | 6.4387e-05 | 6.5124e-05 | 6.5877e-05 | 6.6643e-05 | 6.7417e-05 | 6.8192e-05 | 6.8976e-05
natural gas | 4.3811e-05 | 4.4486e-05 | 4.6107e-05 | 4.6857e-05 | 4.766e-05 | 4.8473e-05 | 4.9362e-05 | 5.0315e-05 | 5.1271e-05 | 5.2216e-05 | 5.312e-05 | 5.4033e-05 | 5.4818e-05 | 5.5586e-05 | 5.6368e-05 | 5.7162e-05 | 5.7929e-05 | 5.8659e-05 | 5.9397e-05 | 6.0123e-05 | 6.0847e-05 | 6.155e-05 | 6.2246e-05 | 6.2956e-05 | 6.3667e-05 | 6.4387e-05 | 6.5124e-05 | 6.5877e-05 | 6.6643e-05 | 6.7417e-05 | 6.8192e-05 | 6.8976e-05
petroleum diesel | 1.2764e-05 | 1.3375e-05 | 1.3747e-05 | 1.3861e-05 | 1.3991e-05 | 1.4131e-05 | 1.4268e-05 | 1.4394e-05 | 1.4491e-05 | 1.4594e-05 | 1.4693e-05 | 1.4785e-05 | 1.4962e-05 | 1.514e-05 | 1.5324e-05 | 1.5509e-05 | 1.5693e-05 | 1.5878e-05 | 1.6059e-05 | 1.6239e-05 | 1.6425e-05 | 1.6598e-05 | 1.6777e-05 | 1.6968e-05 | 1.716e-05 | 1.735e-05 | 1.7546e-05 | 1.7735e-05 | 1.7927e-05 | 1.8128e-05 | 1.8327e-05 | 1.8524e-05
heat | 4.3811e-05 | 4.4486e-05 | 4.6107e-05 | 4.6857e-05 | 4.766e-05 | 4.8473e-05 | 4.9362e-05 | 5.0315e-05 | 5.1271e-05 | 5.2216e-05 | 5.312e-05 | 5.4033e-05 | 5.4818e-05 | 5.5586e-05 | 5.6368e-05 | 5.7162e-05 | 5.7929e-05 | 5.8659e-05 | 5.9397e-05 | 6.0123e-05 | 6.0847e-05 | 6.155e-05 | 6.2246e-05 | 6.2956e-05 | 6.3667e-05 | 6.4387e-05 | 6.5124e-05 | 6.5877e-05 | 6.6643e-05 | 6.7417e-05 | 6.8192e-05 | 6.8976e-05
biomass | 2.3486e-06 | 2.4668e-06 | 2.5376e-06 | 2.5258e-06 | 2.5057e-06 | 2.4795e-06 | 2.4572e-06 | 2.4319e-06 | 2.4137e-06 | 2.3915e-06 | 2.3696e-06 | 2.3513e-06 | 2.2971e-06 | 2.2436e-06 | 2.1848e-06 | 2.1269e-06 | 2.0688e-06 | 2.0106e-06 | 1.953e-06 | 1.8935e-06 | 1.8321e-06 | 1.7728e-06 | 1.7111e-06 | 1.6444e-06 | 1.5766e-06 | 1.5089e-06 | 1.4379e-06 | 1.3684e-06 | 1.2975e-06 | 1.2257e-06 | 1.1539e-06 | 1.0836e-06
kerosene | 1.2764e-05 | 1.3375e-05 | 1.3747e-05 | 1.3861e-05 | 1.3991e-05 | 1.4131e-05 | 1.4268e-05 | 1.4394e-05 | 1.4491e-05 | 1.4594e-05 | 1.4693e-05 | 1.4785e-05 | 1.4962e-05 | 1.514e-05 | 1.5324e-05 | 1.5509e-05 | 1.5693e-05 | 1.5878e-05 | 1.6059e-05 | 1.6239e-05 | 1.6425e-05 | 1.6598e-05 | 1.6777e-05 | 1.6968e-05 | 1.716e-05 | 1.735e-05 | 1.7546e-05 | 1.7735e-05 | 1.7927e-05 | 1.8128e-05 | 1.8327e-05 | 1.8524e-05
heavy or residual fuel oil | 1.2764e-05 | 1.3375e-05 | 1.3747e-05 | 1.3861e-05 | 1.3991e-05 | 1.4131e-05 | 1.4268e-05 | 1.4394e-05 | 1.4491e-05 | 1.4594e-05 | 1.4693e-05 | 1.4785e-05 | 1.4962e-05 | 1.514e-05 | 1.5324e-05 | 1.5509e-05 | 1.5693e-05 | 1.5878e-05 | 1.6059e-05 | 1.6239e-05 | 1.6425e-05 | 1.6598e-05 | 1.6777e-05 | 1.6968e-05 | 1.716e-05 | 1.735e-05 | 1.7546e-05 | 1.7735e-05 | 1.7927e-05 | 1.8128e-05 | 1.8327e-05 | 1.8524e-05
LPG propane or butane | 4.3811e-05 | 4.4486e-05 | 4.6107e-05 | 4.6857e-05 | 4.766e-05 | 4.8473e-05 | 4.9362e-05 | 5.0315e-05 | 5.1271e-05 | 5.2216e-05 | 5.312e-05 | 5.4033e-05 | 5.4818e-05 | 5.5586e-05 | 5.6368e-05 | 5.7162e-05 | 5.7929e-05 | 5.8659e-05 | 5.9397e-05 | 6.0123e-05 | 6.0847e-05 | 6.155e-05 | 6.2246e-05 | 6.2956e-05 | 6.3667e-05 | 6.4387e-05 | 6.5124e-05 | 6.5877e-05 | 6.6643e-05 | 6.7417e-05 | 6.8192e-05 | 6.8976e-05
hydrogen | 4.3811e-05 | 4.4486e-05 | 4.6107e-05 | 4.6857e-05 | 4.766e-05 | 4.8473e-05 | 4.9362e-05 | 5.0315e-05 | 5.1271e-05 | 5.2216e-05 | 5.312e-05 | 5.4033e-05 | 5.4818e-05 | 5.5586e-05 | 5.6368e-05 | 5.7162e-05 | 5.7929e-05 | 5.8659e-05 | 5.9397e-05 | 6.0123e-05 | 6.0847e-05 | 6.155e-05 | 6.2246e-05 | 6.2956e-05 | 6.3667e-05 | 6.4387e-05 | 6.5124e-05 | 6.5877e-05 | 6.6643e-05 | 6.7417e-05 | 6.8192e-05 | 6.8976e-05

## ICpUEfEBE-rur-res-appl
Unit: $/(BTU/yr) - a measure of capacity of the fuel-burning equipment that would have been purchased in the absence of an electrification policy | 2019 | 2020 | 2021 | 2022 | 2023 | 2024 | 2025 | 2026 | 2027 | 2028 | 2029 | 2030 | 2031 | 2032 | 2033 | 2034 | 2035 | 2036 | 2037 | 2038 | 2039 | 2040 | 2041 | 2042 | 2043 | 2044 | 2045 | 2046 | 2047 | 2048 | 2049 | 2050
electricity | 0 | 0 | 0 | 0 | 0 | 0 | 0 | 0 | 0 | 0 | 0 | 0 | 0 | 0 | 0 | 0 | 0 | 0 | 0 | 0 | 0 | 0 | 0 | 0 | 0 | 0 | 0 | 0 | 0 | 0 | 0 | 0
coal | 8.8882e-06 | 8.9334e-06 | 8.9966e-06 | 9.0539e-06 | 9.1063e-06 | 9.152e-06 | 9.2e-06 | 9.2507e-06 | 9.2971e-06 | 9.3313e-06 | 9.3507e-06 | 9.3788e-06 | 9.3998e-06 | 9.4145e-06 | 9.4321e-06 | 9.4521e-06 | 9.4696e-06 | 9.4845e-06 | 9.5039e-06 | 9.5268e-06 | 9.5511e-06 | 9.575e-06 | 9.5996e-06 | 9.6235e-06 | 9.6457e-06 | 9.6649e-06 | 9.6826e-06 | 9.6985e-06 | 9.7136e-06 | 9.7258e-06 | 9.7372e-06 | 9.7477e-06
natural gas | 8.8882e-06 | 8.9334e-06 | 8.9966e-06 | 9.0539e-06 | 9.1063e-06 | 9.152e-06 | 9.2e-06 | 9.2507e-06 | 9.2971e-06 | 9.3313e-06 | 9.3507e-06 | 9.3788e-06 | 9.3998e-06 | 9.4145e-06 | 9.4321e-06 | 9.4521e-06 | 9.4696e-06 | 9.4845e-06 | 9.5039e-06 | 9.5268e-06 | 9.5511e-06 | 9.575e-06 | 9.5996e-06 | 9.6235e-06 | 9.6457e-06 | 9.6649e-06 | 9.6826e-06 | 9.6985e-06 | 9.7136e-06 | 9.7258e-06 | 9.7372e-06 | 9.7477e-06
petroleum diesel | -2.5444e-05 | -2.6112e-05 | -2.6773e-05 | -2.7498e-05 | -2.8222e-05 | -2.8914e-05 | -2.9531e-05 | -3.0055e-05 | -3.0443e-05 | -3.073e-05 | -3.09e-05 | -3.0943e-05 | -3.1005e-05 | -3.1069e-05 | -3.1149e-05 | -3.1232e-05 | -3.1315e-05 | -3.1407e-05 | -3.15e-05 | -3.1604e-05 | -3.1718e-05 | -3.1821e-05 | -3.1931e-05 | -3.2057e-05 | -3.2175e-05 | -3.2277e-05 | -3.2377e-05 | -3.2449e-05 | -3.2514e-05 | -3.2575e-05 | -3.2629e-05 | -3.2668e-05
heat | 8.8882e-06 | 8.9334e-06 | 8.9966e-06 | 9.0539e-06 | 9.1063e-06 | 9.152e-06 | 9.2e-06 | 9.2507e-06 | 9.2971e-06 | 9.3313e-06 | 9.3507e-06 | 9.3788e-06 | 9.3998e-06 | 9.4145e-06 | 9.4321e-06 | 9.4521e-06 | 9.4696e-06 | 9.4845e-06 | 9.5039e-06 | 9.5268e-06 | 9.5511e-06 | 9.575e-06 | 9.5996e-06 | 9.6235e-06 | 9.6457e-06 | 9.6649e-06 | 9.6826e-06 | 9.6985e-06 | 9.7136e-06 | 9.7258e-06 | 9.7372e-06 | 9.7477e-06
biomass | -2.5444e-05 | -2.6112e-05 | -2.6773e-05 | -2.7498e-05 | -2.8222e-05 | -2.8914e-05 | -2.9531e-05 | -3.0055e-05 | -3.0443e-05 | -3.073e-05 | -3.09e-05 | -3.0943e-05 | -3.1005e-05 | -3.1069e-05 | -3.1149e-05 | -3.1232e-05 | -3.1315e-05 | -3.1407e-05 | -3.15e-05 | -3.1604e-05 | -3.1718e-05 | -3.1821e-05 | -3.1931e-05 | -3.2057e-05 | -3.2175e-05 | -3.2277e-05 | -3.2377e-05 | -3.2449e-05 | -3.2514e-05 | -3.2575e-05 | -3.2629e-05 | -3.2668e-05
kerosene | -2.5444e-05 | -2.6112e-05 | -2.6773e-05 | -2.7498e-05 | -2.8222e-05 | -2.8914e-05 | -2.9531e-05 | -3.0055e-05 | -3.0443e-05 | -3.073e-05 | -3.09e-05 | -3.0943e-05 | -3.1005e-05 | -3.1069e-05 | -3.1149e-05 | -3.1232e-05 | -3.1315e-05 | -3.1407e-05 | -3.15e-05 | -3.1604e-05 | -3.1718e-05 | -3.1821e-05 | -3.1931e-05 | -3.2057e-05 | -3.2175e-05 | -3.2277e-05 | -3.2377e-05 | -3.2449e-05 | -3.2514e-05 | -3.2575e-05 | -3.2629e-05 | -3.2668e-05
heavy or residual fuel oil | -2.5444e-05 | -2.6112e-05 | -2.6773e-05 | -2.7498e-05 | -2.8222e-05 | -2.8914e-05 | -2.9531e-05 | -3.0055e-05 | -3.0443e-05 | -3.073e-05 | -3.09e-05 | -3.0943e-05 | -3.1005e-05 | -3.1069e-05 | -3.1149e-05 | -3.1232e-05 | -3.1315e-05 | -3.1407e-05 | -3.15e-05 | -3.1604e-05 | -3.1718e-05 | -3.1821e-05 | -3.1931e-05 | -3.2057e-05 | -3.2175e-05 | -3.2277e-05 | -3.2377e-05 | -3.2449e-05 | -3.2514e-05 | -3.2575e-05 | -3.2629e-05 | -3.2668e-05
LPG propane or butane | 8.8882e-06 | 8.9334e-06 | 8.9966e-06 | 9.0539e-06 | 9.1063e-06 | 9.152e-06 | 9.2e-06 | 9.2507e-06 | 9.2971e-06 | 9.3313e-06 | 9.3507e-06 | 9.3788e-06 | 9.3998e-06 | 9.4145e-06 | 9.4321e-06 | 9.4521e-06 | 9.4696e-06 | 9.4845e-06 | 9.5039e-06 | 9.5268e-06 | 9.5511e-06 | 9.575e-06 | 9.5996e-06 | 9.6235e-06 | 9.6457e-06 | 9.6649e-06 | 9.6826e-06 | 9.6985e-06 | 9.7136e-06 | 9.7258e-06 | 9.7372e-06 | 9.7477e-06
hydrogen | 8.8882e-06 | 8.9334e-06 | 8.9966e-06 | 9.0539e-06 | 9.1063e-06 | 9.152e-06 | 9.2e-06 | 9.2507e-06 | 9.2971e-06 | 9.3313e-06 | 9.3507e-06 | 9.3788e-06 | 9.3998e-06 | 9.4145e-06 | 9.4321e-06 | 9.4521e-06 | 9.4696e-06 | 9.4845e-06 | 9.5039e-06 | 9.5268e-06 | 9.5511e-06 | 9.575e-06 | 9.5996e-06 | 9.6235e-06 | 9.6457e-06 | 9.6649e-06 | 9.6826e-06 | 9.6985e-06 | 9.7136e-06 | 9.7258e-06 | 9.7372e-06 | 9.7477e-06

## ICpUEfEBE-rur-res-other
Unit: $/(BTU/yr) - a measure of capacity of the fuel-burning equipment that would have been purchased in the absence of an electrification policy | 2019 | 2020 | 2021 | 2022 | 2023 | 2024 | 2025 | 2026 | 2027 | 2028 | 2029 | 2030 | 2031 | 2032 | 2033 | 2034 | 2035 | 2036 | 2037 | 2038 | 2039 | 2040 | 2041 | 2042 | 2043 | 2044 | 2045 | 2046 | 2047 | 2048 | 2049 | 2050
electricity | 0 | 0 | 0 | 0 | 0 | 0 | 0 | 0 | 0 | 0 | 0 | 0 | 0 | 0 | 0 | 0 | 0 | 0 | 0 | 0 | 0 | 0 | 0 | 0 | 0 | 0 | 0 | 0 | 0 | 0 | 0 | 0
coal | 8.8882e-06 | 8.9334e-06 | 8.9966e-06 | 9.0539e-06 | 9.1063e-06 | 9.152e-06 | 9.2e-06 | 9.2507e-06 | 9.2971e-06 | 9.3313e-06 | 9.3507e-06 | 9.3788e-06 | 9.3998e-06 | 9.4145e-06 | 9.4321e-06 | 9.4521e-06 | 9.4696e-06 | 9.4845e-06 | 9.5039e-06 | 9.5268e-06 | 9.5511e-06 | 9.575e-06 | 9.5996e-06 | 9.6235e-06 | 9.6457e-06 | 9.6649e-06 | 9.6826e-06 | 9.6985e-06 | 9.7136e-06 | 9.7258e-06 | 9.7372e-06 | 9.7477e-06
natural gas | 8.8882e-06 | 8.9334e-06 | 8.9966e-06 | 9.0539e-06 | 9.1063e-06 | 9.152e-06 | 9.2e-06 | 9.2507e-06 | 9.2971e-06 | 9.3313e-06 | 9.3507e-06 | 9.3788e-06 | 9.3998e-06 | 9.4145e-06 | 9.4321e-06 | 9.4521e-06 | 9.4696e-06 | 9.4845e-06 | 9.5039e-06 | 9.5268e-06 | 9.5511e-06 | 9.575e-06 | 9.5996e-06 | 9.6235e-06 | 9.6457e-06 | 9.6649e-06 | 9.6826e-06 | 9.6985e-06 | 9.7136e-06 | 9.7258e-06 | 9.7372e-06 | 9.7477e-06
petroleum diesel | -2.5444e-05 | -2.6112e-05 | -2.6773e-05 | -2.7498e-05 | -2.8222e-05 | -2.8914e-05 | -2.9531e-05 | -3.0055e-05 | -3.0443e-05 | -3.073e-05 | -3.09e-05 | -3.0943e-05 | -3.1005e-05 | -3.1069e-05 | -3.1149e-05 | -3.1232e-05 | -3.1315e-05 | -3.1407e-05 | -3.15e-05 | -3.1604e-05 | -3.1718e-05 | -3.1821e-05 | -3.1931e-05 | -3.2057e-05 | -3.2175e-05 | -3.2277e-05 | -3.2377e-05 | -3.2449e-05 | -3.2514e-05 | -3.2575e-05 | -3.2629e-05 | -3.2668e-05
heat | 8.8882e-06 | 8.9334e-06 | 8.9966e-06 | 9.0539e-06 | 9.1063e-06 | 9.152e-06 | 9.2e-06 | 9.2507e-06 | 9.2971e-06 | 9.3313e-06 | 9.3507e-06 | 9.3788e-06 | 9.3998e-06 | 9.4145e-06 | 9.4321e-06 | 9.4521e-06 | 9.4696e-06 | 9.4845e-06 | 9.5039e-06 | 9.5268e-06 | 9.5511e-06 | 9.575e-06 | 9.5996e-06 | 9.6235e-06 | 9.6457e-06 | 9.6649e-06 | 9.6826e-06 | 9.6985e-06 | 9.7136e-06 | 9.7258e-06 | 9.7372e-06 | 9.7477e-06
biomass | -2.5444e-05 | -2.6112e-05 | -2.6773e-05 | -2.7498e-05 | -2.8222e-05 | -2.8914e-05 | -2.9531e-05 | -3.0055e-05 | -3.0443e-05 | -3.073e-05 | -3.09e-05 | -3.0943e-05 | -3.1005e-05 | -3.1069e-05 | -3.1149e-05 | -3.1232e-05 | -3.1315e-05 | -3.1407e-05 | -3.15e-05 | -3.1604e-05 | -3.1718e-05 | -3.1821e-05 | -3.1931e-05 | -3.2057e-05 | -3.2175e-05 | -3.2277e-05 | -3.2377e-05 | -3.2449e-05 | -3.2514e-05 | -3.2575e-05 | -3.2629e-05 | -3.2668e-05
kerosene | -2.5444e-05 | -2.6112e-05 | -2.6773e-05 | -2.7498e-05 | -2.8222e-05 | -2.8914e-05 | -2.9531e-05 | -3.0055e-05 | -3.0443e-05 | -3.073e-05 | -3.09e-05 | -3.0943e-05 | -3.1005e-05 | -3.1069e-05 | -3.1149e-05 | -3.1232e-05 | -3.1315e-05 | -3.1407e-05 | -3.15e-05 | -3.1604e-05 | -3.1718e-05 | -3.1821e-05 | -3.1931e-05 | -3.2057e-05 | -3.2175e-05 | -3.2277e-05 | -3.2377e-05 | -3.2449e-05 | -3.2514e-05 | -3.2575e-05 | -3.2629e-05 | -3.2668e-05
heavy or residual fuel oil | -2.5444e-05 | -2.6112e-05 | -2.6773e-05 | -2.7498e-05 | -2.8222e-05 | -2.8914e-05 | -2.9531e-05 | -3.0055e-05 | -3.0443e-05 | -3.073e-05 | -3.09e-05 | -3.0943e-05 | -3.1005e-05 | -3.1069e-05 | -3.1149e-05 | -3.1232e-05 | -3.1315e-05 | -3.1407e-05 | -3.15e-05 | -3.1604e-05 | -3.1718e-05 | -3.1821e-05 | -3.1931e-05 | -3.2057e-05 | -3.2175e-05 | -3.2277e-05 | -3.2377e-05 | -3.2449e-05 | -3.2514e-05 | -3.2575e-05 | -3.2629e-05 | -3.2668e-05
LPG propane or butane | 8.8882e-06 | 8.9334e-06 | 8.9966e-06 | 9.0539e-06 | 9.1063e-06 | 9.152e-06 | 9.2e-06 | 9.2507e-06 | 9.2971e-06 | 9.3313e-06 | 9.3507e-06 | 9.3788e-06 | 9.3998e-06 | 9.4145e-06 | 9.4321e-06 | 9.4521e-06 | 9.4696e-06 | 9.4845e-06 | 9.5039e-06 | 9.5268e-06 | 9.5511e-06 | 9.575e-06 | 9.5996e-06 | 9.6235e-06 | 9.6457e-06 | 9.6649e-06 | 9.6826e-06 | 9.6985e-06 | 9.7136e-06 | 9.7258e-06 | 9.7372e-06 | 9.7477e-06
hydrogen | 8.8882e-06 | 8.9334e-06 | 8.9966e-06 | 9.0539e-06 | 9.1063e-06 | 9.152e-06 | 9.2e-06 | 9.2507e-06 | 9.2971e-06 | 9.3313e-06 | 9.3507e-06 | 9.3788e-06 | 9.3998e-06 | 9.4145e-06 | 9.4321e-06 | 9.4521e-06 | 9.4696e-06 | 9.4845e-06 | 9.5039e-06 | 9.5268e-06 | 9.5511e-06 | 9.575e-06 | 9.5996e-06 | 9.6235e-06 | 9.6457e-06 | 9.6649e-06 | 9.6826e-06 | 9.6985e-06 | 9.7136e-06 | 9.7258e-06 | 9.7372e-06 | 9.7477e-06

## ICpUEfEBE-com-heating
Unit: $/(BTU/yr) - a measure of capacity of the fuel-burning equipment that would have been purchased in the absence of an electrification policy | 2019 | 2020 | 2021 | 2022 | 2023 | 2024 | 2025 | 2026 | 2027 | 2028 | 2029 | 2030 | 2031 | 2032 | 2033 | 2034 | 2035 | 2036 | 2037 | 2038 | 2039 | 2040 | 2041 | 2042 | 2043 | 2044 | 2045 | 2046 | 2047 | 2048 | 2049 | 2050
electricity | 0 | 0 | 0 | 0 | 0 | 0 | 0 | 0 | 0 | 0 | 0 | 0 | 0 | 0 | 0 | 0 | 0 | 0 | 0 | 0 | 0 | 0 | 0 | 0 | 0 | 0 | 0 | 0 | 0 | 0 | 0 | 0
coal | 0.00011185 | 0.00010884 | 0.00010719 | 0.00010553 | 0.00010388 | 0.00010222 | 0.00010057 | 9.8915e-05 | 9.726e-05 | 9.5606e-05 | 9.3951e-05 | 9.2296e-05 | 9.0679e-05 | 8.9812e-05 | 8.8945e-05 | 8.8078e-05 | 8.7211e-05 | 8.6344e-05 | 8.5477e-05 | 8.461e-05 | 8.3743e-05 | 8.2876e-05 | 8.2009e-05 | 8.1142e-05 | 8.0275e-05 | 7.9408e-05 | 7.8541e-05 | 7.7674e-05 | 7.6807e-05 | 7.5939e-05 | 7.5072e-05 | 7.4205e-05
natural gas | 0.00011185 | 0.00010884 | 0.00010719 | 0.00010553 | 0.00010388 | 0.00010222 | 0.00010057 | 9.8915e-05 | 9.726e-05 | 9.5606e-05 | 9.3951e-05 | 9.2296e-05 | 9.0679e-05 | 8.9812e-05 | 8.8945e-05 | 8.8078e-05 | 8.7211e-05 | 8.6344e-05 | 8.5477e-05 | 8.461e-05 | 8.3743e-05 | 8.2876e-05 | 8.2009e-05 | 8.1142e-05 | 8.0275e-05 | 7.9408e-05 | 7.8541e-05 | 7.7674e-05 | 7.6807e-05 | 7.5939e-05 | 7.5072e-05 | 7.4205e-05
petroleum diesel | 9.6978e-05 | 9.3974e-05 | 9.2336e-05 | 9.0698e-05 | 8.906e-05 | 8.7422e-05 | 8.5784e-05 | 8.4146e-05 | 8.2508e-05 | 8.087e-05 | 7.9232e-05 | 7.7594e-05 | 7.5977e-05 | 7.511e-05 | 7.4243e-05 | 7.3376e-05 | 7.2509e-05 | 7.1642e-05 | 7.0775e-05 | 6.9908e-05 | 6.9041e-05 | 6.8174e-05 | 6.7307e-05 | 6.644e-05 | 6.5573e-05 | 6.4706e-05 | 6.3838e-05 | 6.2971e-05 | 6.2104e-05 | 6.1237e-05 | 6.037e-05 | 5.9503e-05
heat | 0.00011185 | 0.00010884 | 0.00010719 | 0.00010553 | 0.00010388 | 0.00010222 | 0.00010057 | 9.8915e-05 | 9.726e-05 | 9.5606e-05 | 9.3951e-05 | 9.2296e-05 | 9.0679e-05 | 8.9812e-05 | 8.8945e-05 | 8.8078e-05 | 8.7211e-05 | 8.6344e-05 | 8.5477e-05 | 8.461e-05 | 8.3743e-05 | 8.2876e-05 | 8.2009e-05 | 8.1142e-05 | 8.0275e-05 | 7.9408e-05 | 7.8541e-05 | 7.7674e-05 | 7.6807e-05 | 7.5939e-05 | 7.5072e-05 | 7.4205e-05
biomass | 9.6978e-05 | 9.3974e-05 | 9.2336e-05 | 9.0698e-05 | 8.906e-05 | 8.7422e-05 | 8.5784e-05 | 8.4146e-05 | 8.2508e-05 | 8.087e-05 | 7.9232e-05 | 7.7594e-05 | 7.5977e-05 | 7.511e-05 | 7.4243e-05 | 7.3376e-05 | 7.2509e-05 | 7.1642e-05 | 7.0775e-05 | 6.9908e-05 | 6.9041e-05 | 6.8174e-05 | 6.7307e-05 | 6.644e-05 | 6.5573e-05 | 6.4706e-05 | 6.3838e-05 | 6.2971e-05 | 6.2104e-05 | 6.1237e-05 | 6.037e-05 | 5.9503e-05
kerosene | 9.6978e-05 | 9.3974e-05 | 9.2336e-05 | 9.0698e-05 | 8.906e-05 | 8.7422e-05 | 8.5784e-05 | 8.4146e-05 | 8.2508e-05 | 8.087e-05 | 7.9232e-05 | 7.7594e-05 | 7.5977e-05 | 7.511e-05 | 7.4243e-05 | 7.3376e-05 | 7.2509e-05 | 7.1642e-05 | 7.0775e-05 | 6.9908e-05 | 6.9041e-05 | 6.8174e-05 | 6.7307e-05 | 6.644e-05 | 6.5573e-05 | 6.4706e-05 | 6.3838e-05 | 6.2971e-05 | 6.2104e-05 | 6.1237e-05 | 6.037e-05 | 5.9503e-05
heavy or residual fuel oil | 9.6978e-05 | 9.3974e-05 | 9.2336e-05 | 9.0698e-05 | 8.906e-05 | 8.7422e-05 | 8.5784e-05 | 8.4146e-05 | 8.2508e-05 | 8.087e-05 | 7.9232e-05 | 7.7594e-05 | 7.5977e-05 | 7.511e-05 | 7.4243e-05 | 7.3376e-05 | 7.2509e-05 | 7.1642e-05 | 7.0775e-05 | 6.9908e-05 | 6.9041e-05 | 6.8174e-05 | 6.7307e-05 | 6.644e-05 | 6.5573e-05 | 6.4706e-05 | 6.3838e-05 | 6.2971e-05 | 6.2104e-05 | 6.1237e-05 | 6.037e-05 | 5.9503e-05
LPG propane or butane | 0.00011185 | 0.00010884 | 0.00010719 | 0.00010553 | 0.00010388 | 0.00010222 | 0.00010057 | 9.8915e-05 | 9.726e-05 | 9.5606e-05 | 9.3951e-05 | 9.2296e-05 | 9.0679e-05 | 8.9812e-05 | 8.8945e-05 | 8.8078e-05 | 8.7211e-05 | 8.6344e-05 | 8.5477e-05 | 8.461e-05 | 8.3743e-05 | 8.2876e-05 | 8.2009e-05 | 8.1142e-05 | 8.0275e-05 | 7.9408e-05 | 7.8541e-05 | 7.7674e-05 | 7.6807e-05 | 7.5939e-05 | 7.5072e-05 | 7.4205e-05
hydrogen | 0.00011185 | 0.00010884 | 0.00010719 | 0.00010553 | 0.00010388 | 0.00010222 | 0.00010057 | 9.8915e-05 | 9.726e-05 | 9.5606e-05 | 9.3951e-05 | 9.2296e-05 | 9.0679e-05 | 8.9812e-05 | 8.8945e-05 | 8.8078e-05 | 8.7211e-05 | 8.6344e-05 | 8.5477e-05 | 8.461e-05 | 8.3743e-05 | 8.2876e-05 | 8.2009e-05 | 8.1142e-05 | 8.0275e-05 | 7.9408e-05 | 7.8541e-05 | 7.7674e-05 | 7.6807e-05 | 7.5939e-05 | 7.5072e-05 | 7.4205e-05

## ICpUEfEBE-com-appl
Unit: $/(BTU/yr) - a measure of capacity of the fuel-burning equipment that would have been purchased in the absence of an electrification policy | 2019 | 2020 | 2021 | 2022 | 2023 | 2024 | 2025 | 2026 | 2027 | 2028 | 2029 | 2030 | 2031 | 2032 | 2033 | 2034 | 2035 | 2036 | 2037 | 2038 | 2039 | 2040 | 2041 | 2042 | 2043 | 2044 | 2045 | 2046 | 2047 | 2048 | 2049 | 2050
electricity | 0 | 0 | 0 | 0 | 0 | 0 | 0 | 0 | 0 | 0 | 0 | 0 | 0 | 0 | 0 | 0 | 0 | 0 | 0 | 0 | 0 | 0 | 0 | 0 | 0 | 0 | 0 | 0 | 0 | 0 | 0 | 0
coal | 0.00011923 | 0.00011726 | 0.00011551 | 0.00011375 | 0.000112 | 0.00011024 | 0.00010848 | 0.00010673 | 0.00010497 | 0.00010322 | 0.00010146 | 9.9706e-05 | 9.7877e-05 | 9.6503e-05 | 9.513e-05 | 9.3757e-05 | 9.2384e-05 | 9.101e-05 | 8.9637e-05 | 8.8264e-05 | 8.6891e-05 | 8.5517e-05 | 8.4144e-05 | 8.2771e-05 | 8.1398e-05 | 8.0024e-05 | 7.8651e-05 | 7.7278e-05 | 7.5905e-05 | 7.4531e-05 | 7.3158e-05 | 7.1785e-05
natural gas | 0.00011923 | 0.00011726 | 0.00011551 | 0.00011375 | 0.000112 | 0.00011024 | 0.00010848 | 0.00010673 | 0.00010497 | 0.00010322 | 0.00010146 | 9.9706e-05 | 9.7877e-05 | 9.6503e-05 | 9.513e-05 | 9.3757e-05 | 9.2384e-05 | 9.101e-05 | 8.9637e-05 | 8.8264e-05 | 8.6891e-05 | 8.5517e-05 | 8.4144e-05 | 8.2771e-05 | 8.1398e-05 | 8.0024e-05 | 7.8651e-05 | 7.7278e-05 | 7.5905e-05 | 7.4531e-05 | 7.3158e-05 | 7.1785e-05
petroleum diesel | 0.00012014 | 0.00011818 | 0.00011642 | 0.00011467 | 0.00011291 | 0.00011115 | 0.0001094 | 0.00010764 | 0.00010589 | 0.00010413 | 0.00010238 | 0.00010062 | 9.8792e-05 | 9.7418e-05 | 9.6045e-05 | 9.4672e-05 | 9.3299e-05 | 9.1925e-05 | 9.0552e-05 | 8.9179e-05 | 8.7806e-05 | 8.6432e-05 | 8.5059e-05 | 8.3686e-05 | 8.2313e-05 | 8.0939e-05 | 7.9566e-05 | 7.8193e-05 | 7.682e-05 | 7.5446e-05 | 7.4073e-05 | 7.27e-05
heat | 0.00011923 | 0.00011726 | 0.00011551 | 0.00011375 | 0.000112 | 0.00011024 | 0.00010848 | 0.00010673 | 0.00010497 | 0.00010322 | 0.00010146 | 9.9706e-05 | 9.7877e-05 | 9.6503e-05 | 9.513e-05 | 9.3757e-05 | 9.2384e-05 | 9.101e-05 | 8.9637e-05 | 8.8264e-05 | 8.6891e-05 | 8.5517e-05 | 8.4144e-05 | 8.2771e-05 | 8.1398e-05 | 8.0024e-05 | 7.8651e-05 | 7.7278e-05 | 7.5905e-05 | 7.4531e-05 | 7.3158e-05 | 7.1785e-05
biomass | 0.00012014 | 0.00011818 | 0.00011642 | 0.00011467 | 0.00011291 | 0.00011115 | 0.0001094 | 0.00010764 | 0.00010589 | 0.00010413 | 0.00010238 | 0.00010062 | 9.8792e-05 | 9.7418e-05 | 9.6045e-05 | 9.4672e-05 | 9.3299e-05 | 9.1925e-05 | 9.0552e-05 | 8.9179e-05 | 8.7806e-05 | 8.6432e-05 | 8.5059e-05 | 8.3686e-05 | 8.2313e-05 | 8.0939e-05 | 7.9566e-05 | 7.8193e-05 | 7.682e-05 | 7.5446e-05 | 7.4073e-05 | 7.27e-05
kerosene | 0.00012014 | 0.00011818 | 0.00011642 | 0.00011467 | 0.00011291 | 0.00011115 | 0.0001094 | 0.00010764 | 0.00010589 | 0.00010413 | 0.00010238 | 0.00010062 | 9.8792e-05 | 9.7418e-05 | 9.6045e-05 | 9.4672e-05 | 9.3299e-05 | 9.1925e-05 | 9.0552e-05 | 8.9179e-05 | 8.7806e-05 | 8.6432e-05 | 8.5059e-05 | 8.3686e-05 | 8.2313e-05 | 8.0939e-05 | 7.9566e-05 | 7.8193e-05 | 7.682e-05 | 7.5446e-05 | 7.4073e-05 | 7.27e-05
heavy or residual fuel oil | 0.00012014 | 0.00011818 | 0.00011642 | 0.00011467 | 0.00011291 | 0.00011115 | 0.0001094 | 0.00010764 | 0.00010589 | 0.00010413 | 0.00010238 | 0.00010062 | 9.8792e-05 | 9.7418e-05 | 9.6045e-05 | 9.4672e-05 | 9.3299e-05 | 9.1925e-05 | 9.0552e-05 | 8.9179e-05 | 8.7806e-05 | 8.6432e-05 | 8.5059e-05 | 8.3686e-05 | 8.2313e-05 | 8.0939e-05 | 7.9566e-05 | 7.8193e-05 | 7.682e-05 | 7.5446e-05 | 7.4073e-05 | 7.27e-05
LPG propane or butane | 0.00011923 | 0.00011726 | 0.00011551 | 0.00011375 | 0.000112 | 0.00011024 | 0.00010848 | 0.00010673 | 0.00010497 | 0.00010322 | 0.00010146 | 9.9706e-05 | 9.7877e-05 | 9.6503e-05 | 9.513e-05 | 9.3757e-05 | 9.2384e-05 | 9.101e-05 | 8.9637e-05 | 8.8264e-05 | 8.6891e-05 | 8.5517e-05 | 8.4144e-05 | 8.2771e-05 | 8.1398e-05 | 8.0024e-05 | 7.8651e-05 | 7.7278e-05 | 7.5905e-05 | 7.4531e-05 | 7.3158e-05 | 7.1785e-05
hydrogen | 0.00011923 | 0.00011726 | 0.00011551 | 0.00011375 | 0.000112 | 0.00011024 | 0.00010848 | 0.00010673 | 0.00010497 | 0.00010322 | 0.00010146 | 9.9706e-05 | 9.7877e-05 | 9.6503e-05 | 9.513e-05 | 9.3757e-05 | 9.2384e-05 | 9.101e-05 | 8.9637e-05 | 8.8264e-05 | 8.6891e-05 | 8.5517e-05 | 8.4144e-05 | 8.2771e-05 | 8.1398e-05 | 8.0024e-05 | 7.8651e-05 | 7.7278e-05 | 7.5905e-05 | 7.4531e-05 | 7.3158e-05 | 7.1785e-05

## ICpUEfEBE-com-other
Unit: $/(BTU/yr) - a measure of capacity of the fuel-burning equipment that would have been purchased in the absence of an electrification policy | 2019 | 2020 | 2021 | 2022 | 2023 | 2024 | 2025 | 2026 | 2027 | 2028 | 2029 | 2030 | 2031 | 2032 | 2033 | 2034 | 2035 | 2036 | 2037 | 2038 | 2039 | 2040 | 2041 | 2042 | 2043 | 2044 | 2045 | 2046 | 2047 | 2048 | 2049 | 2050
electricity | 0 | 0 | 0 | 0 | 0 | 0 | 0 | 0 | 0 | 0 | 0 | 0 | 0 | 0 | 0 | 0 | 0 | 0 | 0 | 0 | 0 | 0 | 0 | 0 | 0 | 0 | 0 | 0 | 0 | 0 | 0 | 0
coal | 0.00011923 | 0.00011726 | 0.00011551 | 0.00011375 | 0.000112 | 0.00011024 | 0.00010848 | 0.00010673 | 0.00010497 | 0.00010322 | 0.00010146 | 9.9706e-05 | 9.7877e-05 | 9.6503e-05 | 9.513e-05 | 9.3757e-05 | 9.2384e-05 | 9.101e-05 | 8.9637e-05 | 8.8264e-05 | 8.6891e-05 | 8.5517e-05 | 8.4144e-05 | 8.2771e-05 | 8.1398e-05 | 8.0024e-05 | 7.8651e-05 | 7.7278e-05 | 7.5905e-05 | 7.4531e-05 | 7.3158e-05 | 7.1785e-05
natural gas | 0.00011923 | 0.00011726 | 0.00011551 | 0.00011375 | 0.000112 | 0.00011024 | 0.00010848 | 0.00010673 | 0.00010497 | 0.00010322 | 0.00010146 | 9.9706e-05 | 9.7877e-05 | 9.6503e-05 | 9.513e-05 | 9.3757e-05 | 9.2384e-05 | 9.101e-05 | 8.9637e-05 | 8.8264e-05 | 8.6891e-05 | 8.5517e-05 | 8.4144e-05 | 8.2771e-05 | 8.1398e-05 | 8.0024e-05 | 7.8651e-05 | 7.7278e-05 | 7.5905e-05 | 7.4531e-05 | 7.3158e-05 | 7.1785e-05
petroleum diesel | 0.00012014 | 0.00011818 | 0.00011642 | 0.00011467 | 0.00011291 | 0.00011115 | 0.0001094 | 0.00010764 | 0.00010589 | 0.00010413 | 0.00010238 | 0.00010062 | 9.8792e-05 | 9.7418e-05 | 9.6045e-05 | 9.4672e-05 | 9.3299e-05 | 9.1925e-05 | 9.0552e-05 | 8.9179e-05 | 8.7806e-05 | 8.6432e-05 | 8.5059e-05 | 8.3686e-05 | 8.2313e-05 | 8.0939e-05 | 7.9566e-05 | 7.8193e-05 | 7.682e-05 | 7.5446e-05 | 7.4073e-05 | 7.27e-05
heat | 0.00011923 | 0.00011726 | 0.00011551 | 0.00011375 | 0.000112 | 0.00011024 | 0.00010848 | 0.00010673 | 0.00010497 | 0.00010322 | 0.00010146 | 9.9706e-05 | 9.7877e-05 | 9.6503e-05 | 9.513e-05 | 9.3757e-05 | 9.2384e-05 | 9.101e-05 | 8.9637e-05 | 8.8264e-05 | 8.6891e-05 | 8.5517e-05 | 8.4144e-05 | 8.2771e-05 | 8.1398e-05 | 8.0024e-05 | 7.8651e-05 | 7.7278e-05 | 7.5905e-05 | 7.4531e-05 | 7.3158e-05 | 7.1785e-05
biomass | 0.00012014 | 0.00011818 | 0.00011642 | 0.00011467 | 0.00011291 | 0.00011115 | 0.0001094 | 0.00010764 | 0.00010589 | 0.00010413 | 0.00010238 | 0.00010062 | 9.8792e-05 | 9.7418e-05 | 9.6045e-05 | 9.4672e-05 | 9.3299e-05 | 9.1925e-05 | 9.0552e-05 | 8.9179e-05 | 8.7806e-05 | 8.6432e-05 | 8.5059e-05 | 8.3686e-05 | 8.2313e-05 | 8.0939e-05 | 7.9566e-05 | 7.8193e-05 | 7.682e-05 | 7.5446e-05 | 7.4073e-05 | 7.27e-05
kerosene | 0.00012014 | 0.00011818 | 0.00011642 | 0.00011467 | 0.00011291 | 0.00011115 | 0.0001094 | 0.00010764 | 0.00010589 | 0.00010413 | 0.00010238 | 0.00010062 | 9.8792e-05 | 9.7418e-05 | 9.6045e-05 | 9.4672e-05 | 9.3299e-05 | 9.1925e-05 | 9.0552e-05 | 8.9179e-05 | 8.7806e-05 | 8.6432e-05 | 8.5059e-05 | 8.3686e-05 | 8.2313e-05 | 8.0939e-05 | 7.9566e-05 | 7.8193e-05 | 7.682e-05 | 7.5446e-05 | 7.4073e-05 | 7.27e-05
heavy or residual fuel oil | 0.00012014 | 0.00011818 | 0.00011642 | 0.00011467 | 0.00011291 | 0.00011115 | 0.0001094 | 0.00010764 | 0.00010589 | 0.00010413 | 0.00010238 | 0.00010062 | 9.8792e-05 | 9.7418e-05 | 9.6045e-05 | 9.4672e-05 | 9.3299e-05 | 9.1925e-05 | 9.0552e-05 | 8.9179e-05 | 8.7806e-05 | 8.6432e-05 | 8.5059e-05 | 8.3686e-05 | 8.2313e-05 | 8.0939e-05 | 7.9566e-05 | 7.8193e-05 | 7.682e-05 | 7.5446e-05 | 7.4073e-05 | 7.27e-05
LPG propane or butane | 0.00011923 | 0.00011726 | 0.00011551 | 0.00011375 | 0.000112 | 0.00011024 | 0.00010848 | 0.00010673 | 0.00010497 | 0.00010322 | 0.00010146 | 9.9706e-05 | 9.7877e-05 | 9.6503e-05 | 9.513e-05 | 9.3757e-05 | 9.2384e-05 | 9.101e-05 | 8.9637e-05 | 8.8264e-05 | 8.6891e-05 | 8.5517e-05 | 8.4144e-05 | 8.2771e-05 | 8.1398e-05 | 8.0024e-05 | 7.8651e-05 | 7.7278e-05 | 7.5905e-05 | 7.4531e-05 | 7.3158e-05 | 7.1785e-05
hydrogen | 0.00011923 | 0.00011726 | 0.00011551 | 0.00011375 | 0.000112 | 0.00011024 | 0.00010848 | 0.00010673 | 0.00010497 | 0.00010322 | 0.00010146 | 9.9706e-05 | 9.7877e-05 | 9.6503e-05 | 9.513e-05 | 9.3757e-05 | 9.2384e-05 | 9.101e-05 | 8.9637e-05 | 8.8264e-05 | 8.6891e-05 | 8.5517e-05 | 8.4144e-05 | 8.2771e-05 | 8.1398e-05 | 8.0024e-05 | 7.8651e-05 | 7.7278e-05 | 7.5905e-05 | 7.4531e-05 | 7.3158e-05 | 7.1785e-05